## Design
VCRat Single Subarea Hydrograph, Mitigation, and Detention Basin Routing Calculations
Project Information: | Test Hydrograph, Ventura County
DEVELOPED CONDITION INPUT DATA
Watershed Area ac = | 3 | User Input | INSTRUCTIONS |  | Flow-Through Basin Data
Time of Concentration Tc min = | 8 | User Input | 1. Under File-Options-Formulas |  | Elev. ft | Storage af | Disch. cfs
% Imperviousness = | 50 | User Input | Check Iterative Calculations |  | 0 | 0 | 0
Land Use Description = | 1/5 ac Res | User Input | 200 iterations |  | 0.5 | 0.01 | 0.54
Storm Zone = | Conejo Creek | Dropdown List | 0.001 tolerance |  | 1 | 0.02 | 1.31
Storm Frequency = | 50 | Dropdown List | 2. Input data in blue fields |  | 1.5 | 0.04 | 1.83
District Soil Number = | 4Rev | Dropdown List | 3. Press F9 to manually |  | 2 | 0.05 | 2.22
NRCS Curve Number Yield in = | 5.92 | User Input | calculate the hydrology data |  | 2.5 | 0.06 | 2.53
MITIGATION INPUT DATA |  |  | if Volume Difference in |  | 3 | 0.1 | 2.83
Mitigation Level | 10-yr Dev | User Input | B19 is not 0. |  | 3.5 | 0.15 | 3.09
Time of Concentration Tc min = | 12 | User Input | 4. Choose rain zone at: |  | 4 | 1 | 5
Storm Frequency = | 10 | Dropdown List | vcwatershed.net/publicMaps/data/
% Effective Imperviousness = | 50 | User Input
Land Use Description = | 1/5 ac Res | User Input
CALCULATION RESULTS
Iteration Volume Difference cf = | 1.0723e-06
Dev. Subarea Outflow Peak cfs = | 6.05
FLOW THROUGH BASIN RESULTS
Basin Inflow Peak cfs = | 6.05
Mitigated Hydrograph Peak cfs = | 3.4553
Routed Hydrograph Peak cfs = | 3.0732
Max Basin Storage af = | 0.15461
Max Basin Elevation ft = | 3.4162
BYPASS BASIN RESULTS
Inflow Hydrograph Peak cfs = | 6.05
Mitigation Hydrograph Peak cfs = | 3.4553
Peak Flow into Bypass Basin cfs = | 2.5947
Volume into Bypass Basin cf = | 2207.1552
Bypass Basin Unit Volume cf/ac = | 735.7184
Hydrograph Data
RATIONAL METHOD HYDROGRAPH | [5 empty] | YIELD ADJUSTMENT |  |  | BASIN ROUTING | [7 empty] | NRCS Hydrograph Volume | 1.48
Hydrograph | Con3_50 | Intensity (in/hr) | C_unde- veloped | C_com-posite | Flow cfs | Volume cf | Adjust. Factor | Revised Flow cfs | I+I' | 2S/t - O | 2S/t + O | Basin Outflow cfs | Storage af | Elev. Ft | Bypass Flow cfs | Bypass Vol cf | Optimized Hydrograph Factor = | 3.9128 | 3.9128
Time min | Rain, In | [15 empty] | Adj Hydro Vol af | 1.48
0 | 0 | 0 | 0 | 0.475 | 0 | 0 | 0 | 0 | 0.17913 | 0 |  | 0 |  |  |  |  | VCRat Peak Time min = | 1154
1 | 0.0017958 | 0.10775 | 0.00015385 | 0.47508 | 0.15484 | 4.6453 | 0.024284 | 0.17913 | 0.35829 | 0.16628 | 0.17913 | 0.0064229 | 0.00011894 | 0.0059471
2 | 0.0035917 | 0.10775 | 0.00015385 | 0.47508 | 0.15484 | 9.2906 | 0.024323 | 0.17917 | 0.35837 | 0.48696 | 0.52458 | 0.01881 | 0.00034832 | 0.017416 |  |  | Time | Peak
3 | 0.0053875 | 0.10775 | 0.00015385 | 0.47508 | 0.15484 | 9.2906 | 0.024362 | 0.17921 | 0.35845 | 0.78471 | 0.84533 | 0.030311 | 0.00056131 | 0.028065 |  |  | 0 | 3.4553
4 | 0.0071833 | 0.10775 | 0.00015385 | 0.47508 | 0.15484 | 9.2906 | 0.024401 | 0.17924 | 0.35853 | 1.0612 | 1.1432 | 0.04099 | 0.00075907 | 0.037953 |  |  | 2000 | 3.4553
5 | 0.0089792 | 0.10775 | 0.00015385 | 0.47508 | 0.15484 | 9.2906 | 0.02444 | 0.17928 | 0.35861 | 1.3179 | 1.4197 | 0.050906 | 0.0009427 | 0.047135
6 | 0.010775 | 0.10775 | 0.00015385 | 0.47508 | 0.15484 | 9.2906 | 0.024479 | 0.17932 | 0.35868 | 1.5563 | 1.6765 | 0.060114 | 0.0011132 | 0.055661
7 | 0.012571 | 0.10775 | 0.00015385 | 0.47508 | 0.15484 | 9.2906 | 0.024519 | 0.17936 | 0.35876 | 1.7776 | 1.915 | 0.068664 | 0.0012716 | 0.063578
8 | 0.014367 | 0.10775 | 0.00015385 | 0.47508 | 0.15484 | 9.2906 | 0.024558 | 0.1794 | 0.35884 | 1.9832 | 2.1364 | 0.076604 | 0.0014186 | 0.070929
9 | 0.016163 | 0.10775 | 0.00015385 | 0.47508 | 0.15484 | 9.2906 | 0.024598 | 0.17944 | 0.35892 | 2.1741 | 2.342 | 0.083977 | 0.0015551 | 0.077757
10 | 0.017958 | 0.10775 | 0.00015385 | 0.47508 | 0.15484 | 9.2906 | 0.024637 | 0.17948 | 0.359 | 2.3513 | 2.533 | 0.090825 | 0.0016819 | 0.084097
11 | 0.019754 | 0.10775 | 0.00015385 | 0.47508 | 0.15484 | 9.2906 | 0.024677 | 0.17952 | 0.35908 | 2.516 | 2.7103 | 0.097184 | 0.0017997 | 0.089985
12 | 0.02155 | 0.10775 | 0.00015385 | 0.47508 | 0.15484 | 9.2906 | 0.024717 | 0.17956 | 0.35916 | 2.6689 | 2.8751 | 0.10309 | 0.0019091 | 0.095454
13 | 0.023346 | 0.10775 | 0.00015385 | 0.47508 | 0.15484 | 9.2906 | 0.024756 | 0.1796 | 0.35924 | 2.8109 | 3.028 | 0.10858 | 0.0020107 | 0.10053
14 | 0.025142 | 0.10775 | 0.00015385 | 0.47508 | 0.15484 | 9.2906 | 0.024796 | 0.17964 | 0.35932 | 2.9428 | 3.1701 | 0.11367 | 0.002105 | 0.10525
15 | 0.026938 | 0.10775 | 0.00015385 | 0.47508 | 0.15484 | 9.2906 | 0.024836 | 0.17968 | 0.3594 | 3.0653 | 3.3021 | 0.1184 | 0.0021926 | 0.10963
16 | 0.028733 | 0.10775 | 0.00015385 | 0.47508 | 0.15484 | 9.2906 | 0.024876 | 0.17972 | 0.35948 | 3.1791 | 3.4247 | 0.1228 | 0.002274 | 0.1137
17 | 0.030529 | 0.10775 | 0.00015385 | 0.47508 | 0.15484 | 9.2906 | 0.024917 | 0.17976 | 0.35956 | 3.2848 | 3.5386 | 0.12688 | 0.0023497 | 0.11748
18 | 0.032325 | 0.10775 | 0.00015385 | 0.47508 | 0.15484 | 9.2906 | 0.024957 | 0.1798 | 0.35964 | 3.383 | 3.6444 | 0.13068 | 0.0024199 | 0.121
19 | 0.034121 | 0.10775 | 0.00015385 | 0.47508 | 0.15484 | 9.2906 | 0.024997 | 0.17984 | 0.35972 | 3.4743 | 3.7427 | 0.1342 | 0.0024852 | 0.12426
20 | 0.035917 | 0.10775 | 0.00015385 | 0.47508 | 0.15484 | 9.2906 | 0.025038 | 0.17988 | 0.3598 | 3.559 | 3.834 | 0.13747 | 0.0025458 | 0.12729
21 | 0.037713 | 0.10775 | 0.00015385 | 0.47508 | 0.15484 | 9.2906 | 0.025079 | 0.17992 | 0.35988 | 3.6378 | 3.9189 | 0.14052 | 0.0026022 | 0.13011
22 | 0.039508 | 0.10775 | 0.00015385 | 0.47508 | 0.15484 | 9.2906 | 0.025119 | 0.17996 | 0.35997 | 3.711 | 3.9977 | 0.14334 | 0.0026545 | 0.13273
23 | 0.041304 | 0.10775 | 0.00015385 | 0.47508 | 0.15484 | 9.2906 | 0.02516 | 0.18 | 0.36005 | 3.779 | 4.071 | 0.14597 | 0.0027032 | 0.13516
24 | 0.0431 | 0.10775 | 0.00015385 | 0.47508 | 0.15484 | 9.2906 | 0.025201 | 0.18004 | 0.36013 | 3.8423 | 4.1391 | 0.14841 | 0.0027484 | 0.13742
25 | 0.044896 | 0.10775 | 0.00015385 | 0.47508 | 0.15484 | 9.2906 | 0.025242 | 0.18009 | 0.36021 | 3.901 | 4.2024 | 0.15068 | 0.0027904 | 0.13952
26 | 0.046692 | 0.10775 | 0.00015385 | 0.47508 | 0.15484 | 9.2906 | 0.025283 | 0.18013 | 0.36029 | 3.9556 | 4.2612 | 0.15279 | 0.0028295 | 0.14148
27 | 0.048488 | 0.10775 | 0.00015385 | 0.47508 | 0.15484 | 9.2906 | 0.025325 | 0.18017 | 0.36038 | 4.0064 | 4.3159 | 0.15475 | 0.0028658 | 0.14329
28 | 0.050283 | 0.10775 | 0.00015385 | 0.47508 | 0.15484 | 9.2906 | 0.025366 | 0.18021 | 0.36046 | 4.0537 | 4.3668 | 0.15658 | 0.0028996 | 0.14498
29 | 0.052079 | 0.10775 | 0.00015385 | 0.47508 | 0.15484 | 9.2906 | 0.025407 | 0.18025 | 0.36054 | 4.0976 | 4.4141 | 0.15827 | 0.002931 | 0.14655
30 | 0.053875 | 0.10775 | 0.00015385 | 0.47508 | 0.15484 | 9.2906 | 0.025449 | 0.18029 | 0.36063 | 4.1384 | 4.4581 | 0.15985 | 0.0029602 | 0.14801
31 | 0.055671 | 0.10775 | 0.00015385 | 0.47508 | 0.15484 | 9.2906 | 0.02549 | 0.18033 | 0.36071 | 4.1764 | 4.499 | 0.16132 | 0.0029874 | 0.14937
32 | 0.057467 | 0.10775 | 0.00015385 | 0.47508 | 0.15484 | 9.2906 | 0.025532 | 0.18038 | 0.36079 | 4.2117 | 4.5371 | 0.16268 | 0.0030127 | 0.15063
33 | 0.059263 | 0.10775 | 0.00015385 | 0.47508 | 0.15484 | 9.2906 | 0.025574 | 0.18042 | 0.36088 | 4.2446 | 4.5725 | 0.16395 | 0.0030362 | 0.15181
34 | 0.061058 | 0.10775 | 0.00015385 | 0.47508 | 0.15484 | 9.2906 | 0.025616 | 0.18046 | 0.36096 | 4.2752 | 4.6055 | 0.16514 | 0.0030581 | 0.1529
35 | 0.062854 | 0.10775 | 0.00015385 | 0.47508 | 0.15484 | 9.2906 | 0.025658 | 0.1805 | 0.36104 | 4.3037 | 4.6362 | 0.16624 | 0.0030785 | 0.15392
36 | 0.06465 | 0.10775 | 0.00015385 | 0.47508 | 0.15484 | 9.2906 | 0.0257 | 0.18054 | 0.36113 | 4.3302 | 4.6647 | 0.16726 | 0.0030974 | 0.15487
37 | 0.066446 | 0.10775 | 0.00015385 | 0.47508 | 0.15484 | 9.2906 | 0.025742 | 0.18059 | 0.36121 | 4.3549 | 4.6913 | 0.16822 | 0.0031151 | 0.15576
38 | 0.068242 | 0.10775 | 0.00015385 | 0.47508 | 0.15484 | 9.2906 | 0.025785 | 0.18063 | 0.3613 | 4.3779 | 4.7161 | 0.1691 | 0.0031316 | 0.15658
39 | 0.070038 | 0.10775 | 0.00015385 | 0.47508 | 0.15484 | 9.2906 | 0.025827 | 0.18067 | 0.36138 | 4.3994 | 4.7392 | 0.16993 | 0.0031469 | 0.15734
40 | 0.071833 | 0.10775 | 0.00015385 | 0.47508 | 0.15484 | 9.2906 | 0.02587 | 0.18071 | 0.36147 | 4.4193 | 4.7607 | 0.1707 | 0.0031612 | 0.15806
41 | 0.073629 | 0.10775 | 0.00015385 | 0.47508 | 0.15484 | 9.2906 | 0.025912 | 0.18076 | 0.36155 | 4.438 | 4.7808 | 0.17142 | 0.0031745 | 0.15873
42 | 0.075425 | 0.10775 | 0.00015385 | 0.47508 | 0.15484 | 9.2906 | 0.025955 | 0.1808 | 0.36164 | 4.4553 | 4.7995 | 0.17209 | 0.0031869 | 0.15935
43 | 0.077221 | 0.10775 | 0.00015385 | 0.47508 | 0.15484 | 9.2906 | 0.025998 | 0.18084 | 0.36173 | 4.4715 | 4.817 | 0.17272 | 0.0031985 | 0.15993
44 | 0.079017 | 0.10775 | 0.00015385 | 0.47508 | 0.15484 | 9.2906 | 0.026041 | 0.18088 | 0.36181 | 4.4866 | 4.8332 | 0.1733 | 0.0032093 | 0.16047
45 | 0.080813 | 0.10775 | 0.00015385 | 0.47508 | 0.15484 | 9.2906 | 0.026084 | 0.18093 | 0.3619 | 4.5008 | 4.8485 | 0.17385 | 0.0032194 | 0.16097
46 | 0.082608 | 0.10775 | 0.00015385 | 0.47508 | 0.15484 | 9.2906 | 0.026127 | 0.18097 | 0.36198 | 4.5139 | 4.8627 | 0.17436 | 0.0032289 | 0.16144
47 | 0.084404 | 0.10775 | 0.00015385 | 0.47508 | 0.15484 | 9.2906 | 0.026171 | 0.18101 | 0.36207 | 4.5263 | 4.8759 | 0.17483 | 0.0032377 | 0.16188
48 | 0.0862 | 0.10775 | 0.00015385 | 0.47508 | 0.15484 | 9.2906 | 0.026214 | 0.18106 | 0.36216 | 4.5378 | 4.8883 | 0.17528 | 0.0032459 | 0.16229
49 | 0.087996 | 0.10775 | 0.00015385 | 0.47508 | 0.15484 | 9.2906 | 0.026258 | 0.1811 | 0.36225 | 4.5485 | 4.8999 | 0.17569 | 0.0032536 | 0.16268
50 | 0.089792 | 0.10775 | 0.00015385 | 0.47508 | 0.15484 | 9.2906 | 0.026301 | 0.18114 | 0.36233 | 4.5586 | 4.9108 | 0.17608 | 0.0032608 | 0.16304
51 | 0.091588 | 0.10775 | 0.00015385 | 0.47508 | 0.15484 | 9.2906 | 0.026345 | 0.18119 | 0.36242 | 4.5681 | 4.9209 | 0.17645 | 0.0032676 | 0.16338
52 | 0.093383 | 0.10775 | 0.00015385 | 0.47508 | 0.15484 | 9.2906 | 0.026389 | 0.18123 | 0.36251 | 4.5769 | 4.9305 | 0.17679 | 0.0032739 | 0.16369
53 | 0.095179 | 0.10775 | 0.00015385 | 0.47508 | 0.15484 | 9.2906 | 0.026433 | 0.18128 | 0.3626 | 4.5852 | 4.9394 | 0.17711 | 0.0032798 | 0.16399
54 | 0.096975 | 0.10775 | 0.00015385 | 0.47508 | 0.15484 | 9.2906 | 0.026477 | 0.18132 | 0.36268 | 4.593 | 4.9478 | 0.17741 | 0.0032854 | 0.16427
55 | 0.098771 | 0.10775 | 0.00015385 | 0.47508 | 0.15484 | 9.2906 | 0.026521 | 0.18136 | 0.36277 | 4.6003 | 4.9556 | 0.17769 | 0.0032906 | 0.16453
56 | 0.10057 | 0.10775 | 0.00015385 | 0.47508 | 0.15484 | 9.2906 | 0.026565 | 0.18141 | 0.36286 | 4.6071 | 4.963 | 0.17796 | 0.0032955 | 0.16478
57 | 0.10236 | 0.10775 | 0.00015385 | 0.47508 | 0.15484 | 9.2906 | 0.02661 | 0.18145 | 0.36295 | 4.6136 | 4.97 | 0.17821 | 0.0033001 | 0.16501
58 | 0.10416 | 0.10775 | 0.00015385 | 0.47508 | 0.15484 | 9.2906 | 0.026654 | 0.1815 | 0.36304 | 4.6196 | 4.9765 | 0.17844 | 0.0033045 | 0.16522
59 | 0.10595 | 0.10775 | 0.00015385 | 0.47508 | 0.15484 | 9.2906 | 0.026699 | 0.18154 | 0.36313 | 4.6253 | 4.9827 | 0.17866 | 0.0033085 | 0.16543
60 | 0.10775 | 0.10775 | 0.00015385 | 0.47508 | 0.15484 | 9.2906 | 0.026744 | 0.18159 | 0.36322 | 4.6307 | 4.9885 | 0.17887 | 0.0033124 | 0.16562
61 | 0.10955 | 0.10775 | 0.00015385 | 0.47508 | 0.15484 | 9.2906 | 0.026789 | 0.18163 | 0.36331 | 4.6358 | 4.994 | 0.17907 | 0.003316 | 0.1658
62 | 0.11134 | 0.10775 | 0.00015385 | 0.47508 | 0.15484 | 9.2906 | 0.026834 | 0.18168 | 0.3634 | 4.6406 | 4.9991 | 0.17925 | 0.0033195 | 0.16597
63 | 0.11314 | 0.10775 | 0.00015385 | 0.47508 | 0.15484 | 9.2906 | 0.026879 | 0.18172 | 0.36349 | 4.6452 | 5.004 | 0.17943 | 0.0033227 | 0.16614
64 | 0.11493 | 0.10775 | 0.00015385 | 0.47508 | 0.15484 | 9.2906 | 0.026924 | 0.18177 | 0.36358 | 4.6495 | 5.0087 | 0.17959 | 0.0033258 | 0.16629
65 | 0.11673 | 0.10775 | 0.00015385 | 0.47508 | 0.15484 | 9.2906 | 0.026969 | 0.18181 | 0.36367 | 4.6536 | 5.0131 | 0.17975 | 0.0033287 | 0.16644
66 | 0.11853 | 0.10775 | 0.00015385 | 0.47508 | 0.15484 | 9.2906 | 0.027015 | 0.18186 | 0.36376 | 4.6574 | 5.0172 | 0.1799 | 0.0033315 | 0.16657
67 | 0.12032 | 0.10775 | 0.00015385 | 0.47508 | 0.15484 | 9.2906 | 0.02706 | 0.1819 | 0.36385 | 4.6611 | 5.0212 | 0.18004 | 0.0033341 | 0.16671
68 | 0.12212 | 0.10775 | 0.00015385 | 0.47508 | 0.15484 | 9.2906 | 0.027106 | 0.18195 | 0.36394 | 4.6646 | 5.025 | 0.18018 | 0.0033366 | 0.16683
69 | 0.12391 | 0.10775 | 0.00015385 | 0.47508 | 0.15484 | 9.2906 | 0.027151 | 0.18199 | 0.36404 | 4.6679 | 5.0285 | 0.18031 | 0.003339 | 0.16695
70 | 0.12571 | 0.10775 | 0.00015385 | 0.47508 | 0.15484 | 9.2906 | 0.027197 | 0.18204 | 0.36413 | 4.6711 | 5.032 | 0.18043 | 0.0033413 | 0.16706
71 | 0.1275 | 0.10775 | 0.00015385 | 0.47508 | 0.15484 | 9.2906 | 0.027243 | 0.18209 | 0.36422 | 4.6741 | 5.0352 | 0.18055 | 0.0033434 | 0.16717
72 | 0.1293 | 0.10775 | 0.00015385 | 0.47508 | 0.15484 | 9.2906 | 0.027289 | 0.18213 | 0.36431 | 4.677 | 5.0384 | 0.18066 | 0.0033455 | 0.16728
73 | 0.1311 | 0.10775 | 0.00015385 | 0.47508 | 0.15484 | 9.2906 | 0.027336 | 0.18218 | 0.3644 | 4.6798 | 5.0414 | 0.18077 | 0.0033475 | 0.16738
74 | 0.13289 | 0.10775 | 0.00015385 | 0.47508 | 0.15484 | 9.2906 | 0.027382 | 0.18223 | 0.3645 | 4.6825 | 5.0442 | 0.18087 | 0.0033494 | 0.16747
75 | 0.13469 | 0.10775 | 0.00015385 | 0.47508 | 0.15484 | 9.2906 | 0.027429 | 0.18227 | 0.36459 | 4.6851 | 5.047 | 0.18097 | 0.0033513 | 0.16756
76 | 0.13648 | 0.10775 | 0.00015385 | 0.47508 | 0.15484 | 9.2906 | 0.027475 | 0.18232 | 0.36468 | 4.6875 | 5.0496 | 0.18106 | 0.003353 | 0.16765
77 | 0.13828 | 0.10775 | 0.00015385 | 0.47508 | 0.15484 | 9.2906 | 0.027522 | 0.18237 | 0.36478 | 4.6899 | 5.0522 | 0.18115 | 0.0033547 | 0.16774
78 | 0.14008 | 0.10775 | 0.00015385 | 0.47508 | 0.15484 | 9.2906 | 0.027569 | 0.18241 | 0.36487 | 4.6922 | 5.0547 | 0.18124 | 0.0033564 | 0.16782
79 | 0.14187 | 0.10775 | 0.00015385 | 0.47508 | 0.15484 | 9.2906 | 0.027616 | 0.18246 | 0.36496 | 4.6944 | 5.0571 | 0.18133 | 0.0033579 | 0.1679
80 | 0.14367 | 0.10775 | 0.00015385 | 0.47508 | 0.15484 | 9.2906 | 0.027663 | 0.18251 | 0.36506 | 4.6965 | 5.0594 | 0.18141 | 0.0033595 | 0.16797
81 | 0.14546 | 0.10775 | 0.00015385 | 0.47508 | 0.15484 | 9.2906 | 0.02771 | 0.18255 | 0.36515 | 4.6986 | 5.0616 | 0.18149 | 0.003361 | 0.16805
82 | 0.14726 | 0.10775 | 0.00015385 | 0.47508 | 0.15484 | 9.2906 | 0.027757 | 0.1826 | 0.36525 | 4.7006 | 5.0638 | 0.18157 | 0.0033624 | 0.16812
83 | 0.14905 | 0.10775 | 0.00015385 | 0.47508 | 0.15484 | 9.2906 | 0.027805 | 0.18265 | 0.36534 | 4.7026 | 5.0659 | 0.18165 | 0.0033638 | 0.16819
84 | 0.15085 | 0.10775 | 0.00015385 | 0.47508 | 0.15484 | 9.2906 | 0.027852 | 0.1827 | 0.36544 | 4.7045 | 5.0679 | 0.18172 | 0.0033652 | 0.16826
85 | 0.15265 | 0.10775 | 0.00015385 | 0.47508 | 0.15484 | 9.2906 | 0.0279 | 0.18274 | 0.36553 | 4.7064 | 5.0699 | 0.18179 | 0.0033665 | 0.16832
86 | 0.15444 | 0.10775 | 0.00015385 | 0.47508 | 0.15484 | 9.2906 | 0.027948 | 0.18279 | 0.36563 | 4.7082 | 5.0719 | 0.18186 | 0.0033678 | 0.16839
87 | 0.15624 | 0.10775 | 0.00015385 | 0.47508 | 0.15484 | 9.2906 | 0.027996 | 0.18284 | 0.36573 | 4.7099 | 5.0738 | 0.18193 | 0.0033691 | 0.16845
88 | 0.15803 | 0.10775 | 0.00015385 | 0.47508 | 0.15484 | 9.2906 | 0.028044 | 0.18289 | 0.36582 | 4.7117 | 5.0757 | 0.182 | 0.0033703 | 0.16851
89 | 0.15983 | 0.10775 | 0.00015385 | 0.47508 | 0.15484 | 9.2906 | 0.028092 | 0.18294 | 0.36592 | 4.7134 | 5.0775 | 0.18206 | 0.0033715 | 0.16858
90 | 0.16163 | 0.10775 | 0.00015385 | 0.47508 | 0.15484 | 9.2906 | 0.02814 | 0.18298 | 0.36602 | 4.715 | 5.0793 | 0.18213 | 0.0033727 | 0.16864
91 | 0.16342 | 0.10775 | 0.00015385 | 0.47508 | 0.15484 | 9.2906 | 0.028188 | 0.18303 | 0.36611 | 4.7167 | 5.0811 | 0.18219 | 0.0033739 | 0.16869
92 | 0.16522 | 0.10775 | 0.00015385 | 0.47508 | 0.15484 | 9.2906 | 0.028237 | 0.18308 | 0.36621 | 4.7183 | 5.0828 | 0.18225 | 0.003375 | 0.16875
93 | 0.16701 | 0.10775 | 0.00015385 | 0.47508 | 0.15484 | 9.2906 | 0.028286 | 0.18313 | 0.36631 | 4.7199 | 5.0845 | 0.18231 | 0.0033762 | 0.16881
94 | 0.16881 | 0.10775 | 0.00015385 | 0.47508 | 0.15484 | 9.2906 | 0.028334 | 0.18318 | 0.3664 | 4.7214 | 5.0862 | 0.18237 | 0.0033773 | 0.16886
95 | 0.1706 | 0.10775 | 0.00015385 | 0.47508 | 0.15484 | 9.2906 | 0.028383 | 0.18323 | 0.3665 | 4.723 | 5.0878 | 0.18243 | 0.0033784 | 0.16892
96 | 0.1724 | 0.10775 | 0.00015385 | 0.47508 | 0.15484 | 9.2906 | 0.028432 | 0.18328 | 0.3666 | 4.7245 | 5.0895 | 0.18249 | 0.0033795 | 0.16897
97 | 0.1742 | 0.10775 | 0.00015385 | 0.47508 | 0.15484 | 9.2906 | 0.028482 | 0.18332 | 0.3667 | 4.726 | 5.0911 | 0.18255 | 0.0033805 | 0.16903
98 | 0.17599 | 0.10775 | 0.00015385 | 0.47508 | 0.15484 | 9.2906 | 0.028531 | 0.18337 | 0.3668 | 4.7275 | 5.0927 | 0.18261 | 0.0033816 | 0.16908
99 | 0.17779 | 0.10775 | 0.00015385 | 0.47508 | 0.15484 | 9.2906 | 0.02858 | 0.18342 | 0.3669 | 4.7289 | 5.0943 | 0.18266 | 0.0033827 | 0.16913
100 | 0.17958 | 0.10775 | 0.00015385 | 0.47508 | 0.15484 | 9.2906 | 0.02863 | 0.18347 | 0.367 | 4.7304 | 5.0958 | 0.18272 | 0.0033837 | 0.16918
101 | 0.18138 | 0.10775 | 0.00015385 | 0.47508 | 0.15484 | 9.2906 | 0.02868 | 0.18352 | 0.3671 | 4.7319 | 5.0974 | 0.18278 | 0.0033847 | 0.16924
102 | 0.18318 | 0.10775 | 0.00015385 | 0.47508 | 0.15484 | 9.2906 | 0.028729 | 0.18357 | 0.3672 | 4.7333 | 5.0989 | 0.18283 | 0.0033858 | 0.16929
103 | 0.18497 | 0.10775 | 0.00015385 | 0.47508 | 0.15484 | 9.2906 | 0.028779 | 0.18362 | 0.3673 | 4.7347 | 5.1005 | 0.18289 | 0.0033868 | 0.16934
104 | 0.18677 | 0.10775 | 0.00015385 | 0.47508 | 0.15484 | 9.2906 | 0.028829 | 0.18367 | 0.3674 | 4.7361 | 5.102 | 0.18294 | 0.0033878 | 0.16939
105 | 0.18856 | 0.10775 | 0.00015385 | 0.47508 | 0.15484 | 9.2906 | 0.02888 | 0.18372 | 0.3675 | 4.7375 | 5.1035 | 0.18299 | 0.0033888 | 0.16944
106 | 0.19036 | 0.10775 | 0.00015385 | 0.47508 | 0.15484 | 9.2906 | 0.02893 | 0.18377 | 0.3676 | 4.7389 | 5.105 | 0.18305 | 0.0033898 | 0.16949
107 | 0.19215 | 0.10775 | 0.00015385 | 0.47508 | 0.15484 | 9.2906 | 0.02898 | 0.18382 | 0.3677 | 4.7403 | 5.1065 | 0.1831 | 0.0033908 | 0.16954
108 | 0.19395 | 0.10775 | 0.00015385 | 0.47508 | 0.15484 | 9.2906 | 0.029031 | 0.18387 | 0.3678 | 4.7417 | 5.108 | 0.18316 | 0.0033918 | 0.16959
109 | 0.19575 | 0.10775 | 0.00015385 | 0.47508 | 0.15484 | 9.2906 | 0.029082 | 0.18392 | 0.3679 | 4.7431 | 5.1095 | 0.18321 | 0.0033928 | 0.16964
110 | 0.19754 | 0.10775 | 0.00015385 | 0.47508 | 0.15484 | 9.2906 | 0.029133 | 0.18398 | 0.368 | 4.7445 | 5.111 | 0.18326 | 0.0033937 | 0.16969
111 | 0.19934 | 0.10775 | 0.00015385 | 0.47508 | 0.15484 | 9.2906 | 0.029184 | 0.18403 | 0.3681 | 4.7458 | 5.1125 | 0.18332 | 0.0033947 | 0.16974
112 | 0.20113 | 0.10775 | 0.00015385 | 0.47508 | 0.15484 | 9.2906 | 0.029235 | 0.18408 | 0.36821 | 4.7472 | 5.1139 | 0.18337 | 0.0033957 | 0.16979
113 | 0.20293 | 0.10775 | 0.00015385 | 0.47508 | 0.15484 | 9.2906 | 0.029286 | 0.18413 | 0.36831 | 4.7486 | 5.1154 | 0.18342 | 0.0033967 | 0.16983
114 | 0.20473 | 0.10775 | 0.00015385 | 0.47508 | 0.15484 | 9.2906 | 0.029337 | 0.18418 | 0.36841 | 4.7499 | 5.1169 | 0.18347 | 0.0033977 | 0.16988
115 | 0.20652 | 0.10775 | 0.00015385 | 0.47508 | 0.15484 | 9.2906 | 0.029389 | 0.18423 | 0.36852 | 4.7513 | 5.1183 | 0.18353 | 0.0033986 | 0.16993
116 | 0.20832 | 0.10775 | 0.00015385 | 0.47508 | 0.15484 | 9.2906 | 0.029441 | 0.18428 | 0.36862 | 4.7526 | 5.1198 | 0.18358 | 0.0033996 | 0.16998
117 | 0.21011 | 0.10775 | 0.00015385 | 0.47508 | 0.15484 | 9.2906 | 0.029492 | 0.18434 | 0.36872 | 4.754 | 5.1213 | 0.18363 | 0.0034006 | 0.17003
118 | 0.21191 | 0.10775 | 0.00015385 | 0.47508 | 0.15484 | 9.2906 | 0.029544 | 0.18439 | 0.36883 | 4.7554 | 5.1227 | 0.18368 | 0.0034015 | 0.17008
119 | 0.2137 | 0.10775 | 0.00015385 | 0.47508 | 0.15484 | 9.2906 | 0.029596 | 0.18444 | 0.36893 | 4.7567 | 5.1242 | 0.18374 | 0.0034025 | 0.17013
120 | 0.2155 | 0.10775 | 0.00015385 | 0.47508 | 0.15484 | 9.2906 | 0.029649 | 0.18449 | 0.36904 | 4.7581 | 5.1256 | 0.18379 | 0.0034035 | 0.17017
121 | 0.2173 | 0.10775 | 0.00015385 | 0.47508 | 0.15484 | 9.2906 | 0.029701 | 0.18454 | 0.36914 | 4.7594 | 5.1271 | 0.18384 | 0.0034045 | 0.17022
122 | 0.21909 | 0.10775 | 0.00015385 | 0.47508 | 0.15484 | 9.2906 | 0.029753 | 0.1846 | 0.36925 | 4.7608 | 5.1286 | 0.18389 | 0.0034054 | 0.17027
123 | 0.22089 | 0.10775 | 0.00015385 | 0.47508 | 0.15484 | 9.2906 | 0.029806 | 0.18465 | 0.36935 | 4.7621 | 5.13 | 0.18395 | 0.0034064 | 0.17032
124 | 0.22268 | 0.10775 | 0.00015385 | 0.47508 | 0.15484 | 9.2906 | 0.029859 | 0.1847 | 0.36946 | 4.7635 | 5.1315 | 0.184 | 0.0034074 | 0.17037
125 | 0.22448 | 0.10775 | 0.00015385 | 0.47508 | 0.15484 | 9.2906 | 0.029912 | 0.18476 | 0.36956 | 4.7648 | 5.1329 | 0.18405 | 0.0034083 | 0.17042
126 | 0.22628 | 0.10775 | 0.00015385 | 0.47508 | 0.15484 | 9.2906 | 0.029965 | 0.18481 | 0.36967 | 4.7662 | 5.1344 | 0.1841 | 0.0034093 | 0.17047
127 | 0.22807 | 0.10775 | 0.00015385 | 0.47508 | 0.15484 | 9.2906 | 0.030018 | 0.18486 | 0.36978 | 4.7676 | 5.1359 | 0.18415 | 0.0034103 | 0.17051
128 | 0.22987 | 0.10775 | 0.00015385 | 0.47508 | 0.15484 | 9.2906 | 0.030071 | 0.18491 | 0.36988 | 4.7689 | 5.1373 | 0.18421 | 0.0034113 | 0.17056
129 | 0.23166 | 0.10775 | 0.00015385 | 0.47508 | 0.15484 | 9.2906 | 0.030125 | 0.18497 | 0.36999 | 4.7703 | 5.1388 | 0.18426 | 0.0034122 | 0.17061
130 | 0.23346 | 0.10775 | 0.00015385 | 0.47508 | 0.15484 | 9.2906 | 0.030179 | 0.18502 | 0.3701 | 4.7717 | 5.1403 | 0.18431 | 0.0034132 | 0.17066
131 | 0.23525 | 0.10775 | 0.00015385 | 0.47508 | 0.15484 | 9.2906 | 0.030232 | 0.18508 | 0.3702 | 4.773 | 5.1418 | 0.18437 | 0.0034142 | 0.17071
132 | 0.23705 | 0.10775 | 0.00015385 | 0.47508 | 0.15484 | 9.2906 | 0.030286 | 0.18513 | 0.37031 | 4.7744 | 5.1432 | 0.18442 | 0.0034152 | 0.17076
133 | 0.23885 | 0.10775 | 0.00015385 | 0.47508 | 0.15484 | 9.2906 | 0.03034 | 0.18518 | 0.37042 | 4.7758 | 5.1447 | 0.18447 | 0.0034161 | 0.17081
134 | 0.24064 | 0.10775 | 0.00015385 | 0.47508 | 0.15484 | 9.2906 | 0.030394 | 0.18524 | 0.37053 | 4.7771 | 5.1462 | 0.18452 | 0.0034171 | 0.17086
135 | 0.24244 | 0.10775 | 0.00015385 | 0.47508 | 0.15484 | 9.2906 | 0.030449 | 0.18529 | 0.37064 | 4.7785 | 5.1477 | 0.18458 | 0.0034181 | 0.17091
136 | 0.24423 | 0.10775 | 0.00015385 | 0.47508 | 0.15484 | 9.2906 | 0.030503 | 0.18535 | 0.37075 | 4.7799 | 5.1491 | 0.18463 | 0.0034191 | 0.17095
137 | 0.24603 | 0.10775 | 0.00015385 | 0.47508 | 0.15484 | 9.2906 | 0.030558 | 0.1854 | 0.37086 | 4.7813 | 5.1506 | 0.18468 | 0.0034201 | 0.171
138 | 0.24783 | 0.10775 | 0.00015385 | 0.47508 | 0.15484 | 9.2906 | 0.030613 | 0.18546 | 0.37097 | 4.7826 | 5.1521 | 0.18474 | 0.0034211 | 0.17105
139 | 0.24962 | 0.10775 | 0.00015385 | 0.47508 | 0.15484 | 9.2906 | 0.030668 | 0.18551 | 0.37108 | 4.784 | 5.1536 | 0.18479 | 0.0034221 | 0.1711
140 | 0.25142 | 0.10775 | 0.00015385 | 0.47508 | 0.15484 | 9.2906 | 0.030723 | 0.18557 | 0.37119 | 4.7854 | 5.1551 | 0.18484 | 0.003423 | 0.17115
141 | 0.25321 | 0.10775 | 0.00015385 | 0.47508 | 0.15484 | 9.2906 | 0.030778 | 0.18562 | 0.3713 | 4.7868 | 5.1566 | 0.1849 | 0.003424 | 0.1712
142 | 0.25501 | 0.10775 | 0.00015385 | 0.47508 | 0.15484 | 9.2906 | 0.030833 | 0.18568 | 0.37141 | 4.7882 | 5.1581 | 0.18495 | 0.003425 | 0.17125
143 | 0.2568 | 0.10775 | 0.00015385 | 0.47508 | 0.15484 | 9.2906 | 0.030889 | 0.18573 | 0.37152 | 4.7896 | 5.1596 | 0.18501 | 0.003426 | 0.1713
144 | 0.2586 | 0.10775 | 0.00015385 | 0.47508 | 0.15484 | 9.2906 | 0.030945 | 0.18579 | 0.37163 | 4.791 | 5.1611 | 0.18506 | 0.003427 | 0.17135
145 | 0.2604 | 0.10775 | 0.00015385 | 0.47508 | 0.15484 | 9.2906 | 0.031 | 0.18584 | 0.37174 | 4.7924 | 5.1626 | 0.18511 | 0.003428 | 0.1714
146 | 0.26219 | 0.10775 | 0.00015385 | 0.47508 | 0.15484 | 9.2906 | 0.031056 | 0.1859 | 0.37186 | 4.7938 | 5.1641 | 0.18517 | 0.003429 | 0.17145
147 | 0.26399 | 0.10775 | 0.00015385 | 0.47508 | 0.15484 | 9.2906 | 0.031113 | 0.18596 | 0.37197 | 4.7952 | 5.1657 | 0.18522 | 0.0034301 | 0.1715
148 | 0.26578 | 0.10775 | 0.00015385 | 0.47508 | 0.15484 | 9.2906 | 0.031169 | 0.18601 | 0.37208 | 4.7966 | 5.1672 | 0.18528 | 0.0034311 | 0.17155
149 | 0.26758 | 0.10775 | 0.00015385 | 0.47508 | 0.15484 | 9.2906 | 0.031225 | 0.18607 | 0.37219 | 4.798 | 5.1687 | 0.18533 | 0.0034321 | 0.1716
150 | 0.26938 | 0.10775 | 0.00015385 | 0.47508 | 0.15484 | 9.2906 | 0.031282 | 0.18613 | 0.37231 | 4.7995 | 5.1702 | 0.18539 | 0.0034331 | 0.17165
151 | 0.27117 | 0.10775 | 0.00015385 | 0.47508 | 0.15484 | 9.2906 | 0.031339 | 0.18618 | 0.37242 | 4.8009 | 5.1718 | 0.18544 | 0.0034341 | 0.17171
152 | 0.27297 | 0.10775 | 0.00015385 | 0.47508 | 0.15484 | 9.2906 | 0.031395 | 0.18624 | 0.37253 | 4.8023 | 5.1733 | 0.1855 | 0.0034351 | 0.17176
153 | 0.27476 | 0.10775 | 0.00015385 | 0.47508 | 0.15484 | 9.2906 | 0.031453 | 0.1863 | 0.37265 | 4.8037 | 5.1748 | 0.18555 | 0.0034362 | 0.17181
154 | 0.27656 | 0.10775 | 0.00015385 | 0.47508 | 0.15484 | 9.2906 | 0.03151 | 0.18635 | 0.37276 | 4.8052 | 5.1764 | 0.18561 | 0.0034372 | 0.17186
155 | 0.27835 | 0.10775 | 0.00015385 | 0.47508 | 0.15484 | 9.2906 | 0.031567 | 0.18641 | 0.37288 | 4.8066 | 5.1779 | 0.18566 | 0.0034382 | 0.17191
156 | 0.28015 | 0.10775 | 0.00015385 | 0.47508 | 0.15484 | 9.2906 | 0.031625 | 0.18647 | 0.37299 | 4.8081 | 5.1795 | 0.18572 | 0.0034392 | 0.17196
157 | 0.28195 | 0.10775 | 0.00015385 | 0.47508 | 0.15484 | 9.2906 | 0.031682 | 0.18653 | 0.37311 | 4.8095 | 5.181 | 0.18577 | 0.0034403 | 0.17201
158 | 0.28374 | 0.10775 | 0.00015385 | 0.47508 | 0.15484 | 9.2906 | 0.03174 | 0.18658 | 0.37322 | 4.8109 | 5.1826 | 0.18583 | 0.0034413 | 0.17207
159 | 0.28554 | 0.10775 | 0.00015385 | 0.47508 | 0.15484 | 9.2906 | 0.031798 | 0.18664 | 0.37334 | 4.8124 | 5.1842 | 0.18589 | 0.0034423 | 0.17212
160 | 0.28733 | 0.10775 | 0.00015385 | 0.47508 | 0.15484 | 9.2906 | 0.031856 | 0.1867 | 0.37346 | 4.8139 | 5.1857 | 0.18594 | 0.0034434 | 0.17217
161 | 0.28913 | 0.10775 | 0.00015385 | 0.47508 | 0.15484 | 9.2906 | 0.031915 | 0.18676 | 0.37357 | 4.8153 | 5.1873 | 0.186 | 0.0034444 | 0.17222
162 | 0.29093 | 0.10775 | 0.00015385 | 0.47508 | 0.15484 | 9.2906 | 0.031973 | 0.18682 | 0.37369 | 4.8168 | 5.1889 | 0.18606 | 0.0034455 | 0.17227
163 | 0.29272 | 0.10775 | 0.00015385 | 0.47508 | 0.15484 | 9.2906 | 0.032032 | 0.18687 | 0.37381 | 4.8182 | 5.1905 | 0.18611 | 0.0034465 | 0.17233
164 | 0.29452 | 0.10775 | 0.00015385 | 0.47508 | 0.15484 | 9.2906 | 0.032091 | 0.18693 | 0.37393 | 4.8197 | 5.1921 | 0.18617 | 0.0034476 | 0.17238
165 | 0.29631 | 0.10775 | 0.00015385 | 0.47508 | 0.15484 | 9.2906 | 0.03215 | 0.18699 | 0.37404 | 4.8212 | 5.1936 | 0.18623 | 0.0034486 | 0.17243
166 | 0.29811 | 0.10775 | 0.00015385 | 0.47508 | 0.15484 | 9.2906 | 0.032209 | 0.18705 | 0.37416 | 4.8227 | 5.1952 | 0.18628 | 0.0034497 | 0.17248
167 | 0.2999 | 0.10775 | 0.00015385 | 0.47508 | 0.15484 | 9.2906 | 0.032268 | 0.18711 | 0.37428 | 4.8241 | 5.1968 | 0.18634 | 0.0034507 | 0.17254
168 | 0.3017 | 0.10775 | 0.00015385 | 0.47508 | 0.15484 | 9.2906 | 0.032327 | 0.18717 | 0.3744 | 4.8256 | 5.1984 | 0.1864 | 0.0034518 | 0.17259
169 | 0.3035 | 0.10775 | 0.00015385 | 0.47508 | 0.15484 | 9.2906 | 0.032387 | 0.18723 | 0.37452 | 4.8271 | 5.2 | 0.18646 | 0.0034529 | 0.17264
170 | 0.30529 | 0.10775 | 0.00015385 | 0.47508 | 0.15484 | 9.2906 | 0.032447 | 0.18729 | 0.37464 | 4.8286 | 5.2016 | 0.18651 | 0.0034539 | 0.1727
171 | 0.30709 | 0.10775 | 0.00015385 | 0.47508 | 0.15484 | 9.2906 | 0.032507 | 0.18735 | 0.37476 | 4.8301 | 5.2033 | 0.18657 | 0.003455 | 0.17275
172 | 0.30888 | 0.10775 | 0.00015385 | 0.47508 | 0.15484 | 9.2906 | 0.032567 | 0.18741 | 0.37488 | 4.8316 | 5.2049 | 0.18663 | 0.0034561 | 0.1728
173 | 0.31068 | 0.10775 | 0.00015385 | 0.47508 | 0.15484 | 9.2906 | 0.032627 | 0.18747 | 0.375 | 4.8331 | 5.2065 | 0.18669 | 0.0034572 | 0.17286
174 | 0.31248 | 0.10775 | 0.00015385 | 0.47508 | 0.15484 | 9.2906 | 0.032688 | 0.18753 | 0.37512 | 4.8346 | 5.2081 | 0.18675 | 0.0034582 | 0.17291
175 | 0.31427 | 0.10775 | 0.00015385 | 0.47508 | 0.15484 | 9.2906 | 0.032748 | 0.18759 | 0.37524 | 4.8361 | 5.2098 | 0.1868 | 0.0034593 | 0.17297
176 | 0.31607 | 0.10775 | 0.00015385 | 0.47508 | 0.15484 | 9.2906 | 0.032809 | 0.18765 | 0.37537 | 4.8377 | 5.2114 | 0.18686 | 0.0034604 | 0.17302
177 | 0.31786 | 0.10775 | 0.00015385 | 0.47508 | 0.15484 | 9.2906 | 0.03287 | 0.18771 | 0.37549 | 4.8392 | 5.213 | 0.18692 | 0.0034615 | 0.17308
178 | 0.31966 | 0.10775 | 0.00015385 | 0.47508 | 0.15484 | 9.2906 | 0.032931 | 0.18777 | 0.37561 | 4.8407 | 5.2147 | 0.18698 | 0.0034626 | 0.17313
179 | 0.32145 | 0.10775 | 0.00015385 | 0.47508 | 0.15484 | 9.2906 | 0.032992 | 0.18784 | 0.37573 | 4.8422 | 5.2163 | 0.18704 | 0.0034637 | 0.17318
180 | 0.32325 | 0.10775 | 0.00015385 | 0.47508 | 0.15484 | 9.2906 | 0.033054 | 0.1879 | 0.37586 | 4.8438 | 5.218 | 0.1871 | 0.0034648 | 0.17324
181 | 0.32505 | 0.10775 | 0.00015385 | 0.47508 | 0.15484 | 9.2906 | 0.033115 | 0.18796 | 0.37598 | 4.8453 | 5.2196 | 0.18716 | 0.0034659 | 0.17329
182 | 0.32684 | 0.10775 | 0.00015385 | 0.47508 | 0.15484 | 9.2906 | 0.033177 | 0.18802 | 0.3761 | 4.8469 | 5.2213 | 0.18722 | 0.003467 | 0.17335
183 | 0.32864 | 0.10775 | 0.00015385 | 0.47508 | 0.15484 | 9.2906 | 0.033239 | 0.18808 | 0.37623 | 4.8484 | 5.223 | 0.18728 | 0.0034681 | 0.17341
184 | 0.33043 | 0.10775 | 0.00015385 | 0.47508 | 0.15484 | 9.2906 | 0.033301 | 0.18814 | 0.37635 | 4.85 | 5.2246 | 0.18734 | 0.0034692 | 0.17346
185 | 0.33223 | 0.10775 | 0.00015385 | 0.47508 | 0.15484 | 9.2906 | 0.033364 | 0.18821 | 0.37648 | 4.8515 | 5.2263 | 0.1874 | 0.0034703 | 0.17352
186 | 0.33403 | 0.10775 | 0.00015385 | 0.47508 | 0.15484 | 9.2906 | 0.033426 | 0.18827 | 0.3766 | 4.8531 | 5.228 | 0.18746 | 0.0034714 | 0.17357
187 | 0.33582 | 0.10775 | 0.00015385 | 0.47508 | 0.15484 | 9.2906 | 0.033489 | 0.18833 | 0.37673 | 4.8546 | 5.2297 | 0.18752 | 0.0034726 | 0.17363
188 | 0.33762 | 0.10775 | 0.00015385 | 0.47508 | 0.15484 | 9.2906 | 0.033552 | 0.1884 | 0.37685 | 4.8562 | 5.2314 | 0.18758 | 0.0034737 | 0.17368
189 | 0.33941 | 0.10775 | 0.00015385 | 0.47508 | 0.15484 | 9.2906 | 0.033615 | 0.18846 | 0.37698 | 4.8578 | 5.2331 | 0.18764 | 0.0034748 | 0.17374
190 | 0.34121 | 0.10775 | 0.00015385 | 0.47508 | 0.15484 | 9.2906 | 0.033678 | 0.18852 | 0.37711 | 4.8594 | 5.2348 | 0.1877 | 0.0034759 | 0.1738
191 | 0.343 | 0.10775 | 0.00015385 | 0.47508 | 0.15484 | 9.2906 | 0.033741 | 0.18858 | 0.37723 | 4.8609 | 5.2365 | 0.18776 | 0.0034771 | 0.17385
192 | 0.3448 | 0.10775 | 0.00015385 | 0.47508 | 0.15484 | 9.2906 | 0.033805 | 0.18865 | 0.37736 | 4.8625 | 5.2382 | 0.18782 | 0.0034782 | 0.17391
193 | 0.3466 | 0.10775 | 0.00015385 | 0.47508 | 0.15484 | 9.2906 | 0.033869 | 0.18871 | 0.37749 | 4.8641 | 5.2399 | 0.18788 | 0.0034793 | 0.17397
194 | 0.34839 | 0.10775 | 0.00015385 | 0.47508 | 0.15484 | 9.2906 | 0.033933 | 0.18878 | 0.37762 | 4.8657 | 5.2416 | 0.18795 | 0.0034805 | 0.17402
195 | 0.35019 | 0.10775 | 0.00015385 | 0.47508 | 0.15484 | 9.2906 | 0.033997 | 0.18884 | 0.37774 | 4.8673 | 5.2433 | 0.18801 | 0.0034816 | 0.17408
196 | 0.35198 | 0.10775 | 0.00015385 | 0.47508 | 0.15484 | 9.2906 | 0.034061 | 0.1889 | 0.37787 | 4.8689 | 5.2451 | 0.18807 | 0.0034828 | 0.17414
197 | 0.35378 | 0.10775 | 0.00015385 | 0.47508 | 0.15484 | 9.2906 | 0.034126 | 0.18897 | 0.378 | 4.8705 | 5.2468 | 0.18813 | 0.0034839 | 0.1742
198 | 0.35558 | 0.10775 | 0.00015385 | 0.47508 | 0.15484 | 9.2906 | 0.03419 | 0.18903 | 0.37813 | 4.8721 | 5.2485 | 0.18819 | 0.0034851 | 0.17425
199 | 0.35737 | 0.10775 | 0.00015385 | 0.47508 | 0.15484 | 9.2906 | 0.034255 | 0.1891 | 0.37826 | 4.8738 | 5.2503 | 0.18826 | 0.0034862 | 0.17431
200 | 0.35917 | 0.10775 | 0.00015385 | 0.47508 | 0.15484 | 9.2906 | 0.03432 | 0.18916 | 0.37839 | 4.8754 | 5.252 | 0.18832 | 0.0034874 | 0.17437
201 | 0.36096 | 0.10775 | 0.00015385 | 0.47508 | 0.15484 | 9.2906 | 0.034385 | 0.18923 | 0.37852 | 4.877 | 5.2538 | 0.18838 | 0.0034886 | 0.17443
202 | 0.36276 | 0.10775 | 0.00015385 | 0.47508 | 0.15484 | 9.2906 | 0.034451 | 0.18929 | 0.37865 | 4.8786 | 5.2555 | 0.18845 | 0.0034897 | 0.17449
203 | 0.36455 | 0.10775 | 0.00015385 | 0.47508 | 0.15484 | 9.2906 | 0.034516 | 0.18936 | 0.37878 | 4.8803 | 5.2573 | 0.18851 | 0.0034909 | 0.17455
204 | 0.36635 | 0.10775 | 0.00015385 | 0.47508 | 0.15484 | 9.2906 | 0.034582 | 0.18943 | 0.37892 | 4.8819 | 5.2591 | 0.18857 | 0.0034921 | 0.1746
205 | 0.36815 | 0.10775 | 0.00015385 | 0.47508 | 0.15484 | 9.2906 | 0.034648 | 0.18949 | 0.37905 | 4.8836 | 5.2608 | 0.18864 | 0.0034933 | 0.17466
206 | 0.36994 | 0.10775 | 0.00015385 | 0.47508 | 0.15484 | 9.2906 | 0.034714 | 0.18956 | 0.37918 | 4.8852 | 5.2626 | 0.1887 | 0.0034944 | 0.17472
207 | 0.37174 | 0.10775 | 0.00015385 | 0.47508 | 0.15484 | 9.2906 | 0.034781 | 0.18962 | 0.37931 | 4.8869 | 5.2644 | 0.18876 | 0.0034956 | 0.17478
208 | 0.37353 | 0.10775 | 0.00015385 | 0.47508 | 0.15484 | 9.2906 | 0.034847 | 0.18969 | 0.37945 | 4.8885 | 5.2662 | 0.18883 | 0.0034968 | 0.17484
209 | 0.37533 | 0.10775 | 0.00015385 | 0.47508 | 0.15484 | 9.2906 | 0.034914 | 0.18976 | 0.37958 | 4.8902 | 5.268 | 0.18889 | 0.003498 | 0.1749
210 | 0.37713 | 0.10775 | 0.00015385 | 0.47508 | 0.15484 | 9.2906 | 0.034981 | 0.18982 | 0.37972 | 4.8919 | 5.2698 | 0.18896 | 0.0034992 | 0.17496
211 | 0.37892 | 0.10775 | 0.00015385 | 0.47508 | 0.15484 | 9.2906 | 0.035048 | 0.18989 | 0.37985 | 4.8935 | 5.2716 | 0.18902 | 0.0035004 | 0.17502
212 | 0.38072 | 0.10775 | 0.00015385 | 0.47508 | 0.15484 | 9.2906 | 0.035115 | 0.18996 | 0.37998 | 4.8952 | 5.2734 | 0.18909 | 0.0035016 | 0.17508
213 | 0.38251 | 0.10775 | 0.00015385 | 0.47508 | 0.15484 | 9.2906 | 0.035183 | 0.19003 | 0.38012 | 4.8969 | 5.2752 | 0.18915 | 0.0035028 | 0.17514
214 | 0.38431 | 0.10775 | 0.00015385 | 0.47508 | 0.15484 | 9.2906 | 0.03525 | 0.19009 | 0.38026 | 4.8986 | 5.277 | 0.18922 | 0.003504 | 0.1752
215 | 0.3861 | 0.10775 | 0.00015385 | 0.47508 | 0.15484 | 9.2906 | 0.035318 | 0.19016 | 0.38039 | 4.9003 | 5.2788 | 0.18928 | 0.0035052 | 0.17526
216 | 0.3879 | 0.10775 | 0.00015385 | 0.47508 | 0.15484 | 9.2906 | 0.035386 | 0.19023 | 0.38053 | 4.902 | 5.2807 | 0.18935 | 0.0035064 | 0.17532
217 | 0.3897 | 0.10775 | 0.00015385 | 0.47508 | 0.15484 | 9.2906 | 0.035455 | 0.1903 | 0.38066 | 4.9037 | 5.2825 | 0.18941 | 0.0035076 | 0.17538
218 | 0.39149 | 0.10775 | 0.00015385 | 0.47508 | 0.15484 | 9.2906 | 0.035523 | 0.19037 | 0.3808 | 4.9054 | 5.2843 | 0.18948 | 0.0035089 | 0.17544
219 | 0.39329 | 0.10775 | 0.00015385 | 0.47508 | 0.15484 | 9.2906 | 0.035592 | 0.19044 | 0.38094 | 4.9071 | 5.2862 | 0.18954 | 0.0035101 | 0.1755
220 | 0.39508 | 0.10775 | 0.00015385 | 0.47508 | 0.15484 | 9.2906 | 0.035661 | 0.1905 | 0.38108 | 4.9088 | 5.288 | 0.18961 | 0.0035113 | 0.17557
221 | 0.39688 | 0.10775 | 0.00015385 | 0.47508 | 0.15484 | 9.2906 | 0.03573 | 0.19057 | 0.38122 | 4.9105 | 5.2899 | 0.18968 | 0.0035125 | 0.17563
222 | 0.39868 | 0.10775 | 0.00015385 | 0.47508 | 0.15484 | 9.2906 | 0.035799 | 0.19064 | 0.38135 | 4.9123 | 5.2918 | 0.18974 | 0.0035138 | 0.17569
223 | 0.40047 | 0.10775 | 0.00015385 | 0.47508 | 0.15484 | 9.2906 | 0.035868 | 0.19071 | 0.38149 | 4.914 | 5.2936 | 0.18981 | 0.003515 | 0.17575
224 | 0.40227 | 0.10775 | 0.00015385 | 0.47508 | 0.15484 | 9.2906 | 0.035938 | 0.19078 | 0.38163 | 4.9157 | 5.2955 | 0.18988 | 0.0035163 | 0.17581
225 | 0.40406 | 0.10775 | 0.00015385 | 0.47508 | 0.15484 | 9.2906 | 0.036008 | 0.19085 | 0.38177 | 4.9175 | 5.2974 | 0.18995 | 0.0035175 | 0.17588
226 | 0.40586 | 0.10775 | 0.00015385 | 0.47508 | 0.15484 | 9.2906 | 0.036078 | 0.19092 | 0.38191 | 4.9192 | 5.2992 | 0.19001 | 0.0035188 | 0.17594
227 | 0.40765 | 0.10775 | 0.00015385 | 0.47508 | 0.15484 | 9.2906 | 0.036148 | 0.19099 | 0.38205 | 4.921 | 5.3011 | 0.19008 | 0.00352 | 0.176
228 | 0.40945 | 0.10775 | 0.00015385 | 0.47508 | 0.15484 | 9.2906 | 0.036219 | 0.19106 | 0.3822 | 4.9227 | 5.303 | 0.19015 | 0.0035213 | 0.17606
229 | 0.41125 | 0.10775 | 0.00015385 | 0.47508 | 0.15484 | 9.2906 | 0.03629 | 0.19113 | 0.38234 | 4.9245 | 5.3049 | 0.19022 | 0.0035225 | 0.17613
230 | 0.41304 | 0.10775 | 0.00015385 | 0.47508 | 0.15484 | 9.2906 | 0.036361 | 0.1912 | 0.38248 | 4.9263 | 5.3068 | 0.19028 | 0.0035238 | 0.17619
231 | 0.41484 | 0.10775 | 0.00015385 | 0.47508 | 0.15484 | 9.2906 | 0.036432 | 0.19127 | 0.38262 | 4.928 | 5.3087 | 0.19035 | 0.0035251 | 0.17625
232 | 0.41663 | 0.10775 | 0.00015385 | 0.47508 | 0.15484 | 9.2906 | 0.036503 | 0.19135 | 0.38276 | 4.9298 | 5.3107 | 0.19042 | 0.0035263 | 0.17632
233 | 0.41843 | 0.10775 | 0.00015385 | 0.47508 | 0.15484 | 9.2906 | 0.036575 | 0.19142 | 0.38291 | 4.9316 | 5.3126 | 0.19049 | 0.0035276 | 0.17638
234 | 0.42023 | 0.10775 | 0.00015385 | 0.47508 | 0.15484 | 9.2906 | 0.036646 | 0.19149 | 0.38305 | 4.9334 | 5.3145 | 0.19056 | 0.0035289 | 0.17644
235 | 0.42202 | 0.10775 | 0.00015385 | 0.47508 | 0.15484 | 9.2906 | 0.036718 | 0.19156 | 0.3832 | 4.9352 | 5.3164 | 0.19063 | 0.0035302 | 0.17651
236 | 0.42382 | 0.10775 | 0.00015385 | 0.47508 | 0.15484 | 9.2906 | 0.03679 | 0.19163 | 0.38334 | 4.937 | 5.3184 | 0.1907 | 0.0035315 | 0.17657
237 | 0.42561 | 0.10775 | 0.00015385 | 0.47508 | 0.15484 | 9.2906 | 0.036863 | 0.19171 | 0.38348 | 4.9388 | 5.3203 | 0.19077 | 0.0035327 | 0.17664
238 | 0.42741 | 0.10775 | 0.00015385 | 0.47508 | 0.15484 | 9.2906 | 0.036935 | 0.19178 | 0.38363 | 4.9406 | 5.3223 | 0.19084 | 0.003534 | 0.1767
239 | 0.4292 | 0.10775 | 0.00015385 | 0.47508 | 0.15484 | 9.2906 | 0.037008 | 0.19185 | 0.38378 | 4.9424 | 5.3242 | 0.19091 | 0.0035353 | 0.17677
240 | 0.431 | 0.10775 | 0.00015385 | 0.47508 | 0.15484 | 9.2906 | 0.037081 | 0.19192 | 0.38392 | 4.9442 | 5.3262 | 0.19098 | 0.0035366 | 0.17683
241 | 0.4328 | 0.10775 | 0.00015385 | 0.47508 | 0.15484 | 9.2906 | 0.037155 | 0.192 | 0.38407 | 4.946 | 5.3281 | 0.19105 | 0.0035379 | 0.1769
242 | 0.43459 | 0.10775 | 0.00015385 | 0.47508 | 0.15484 | 9.2906 | 0.037228 | 0.19207 | 0.38422 | 4.9479 | 5.3301 | 0.19112 | 0.0035393 | 0.17696
243 | 0.43639 | 0.10775 | 0.00015385 | 0.47508 | 0.15484 | 9.2906 | 0.037302 | 0.19214 | 0.38436 | 4.9497 | 5.3321 | 0.19119 | 0.0035406 | 0.17703
244 | 0.43818 | 0.10775 | 0.00015385 | 0.47508 | 0.15484 | 9.2906 | 0.037376 | 0.19222 | 0.38451 | 4.9515 | 5.3341 | 0.19126 | 0.0035419 | 0.17709
245 | 0.43998 | 0.10775 | 0.00015385 | 0.47508 | 0.15484 | 9.2906 | 0.03745 | 0.19229 | 0.38466 | 4.9534 | 5.3361 | 0.19133 | 0.0035432 | 0.17716
246 | 0.44178 | 0.10775 | 0.00015385 | 0.47508 | 0.15484 | 9.2906 | 0.037524 | 0.19237 | 0.38481 | 4.9552 | 5.3381 | 0.1914 | 0.0035445 | 0.17723
247 | 0.44357 | 0.10775 | 0.00015385 | 0.47508 | 0.15484 | 9.2906 | 0.037599 | 0.19244 | 0.38496 | 4.9571 | 5.3401 | 0.19148 | 0.0035459 | 0.17729
248 | 0.44537 | 0.10775 | 0.00015385 | 0.47508 | 0.15484 | 9.2906 | 0.037673 | 0.19252 | 0.38511 | 4.959 | 5.3421 | 0.19155 | 0.0035472 | 0.17736
249 | 0.44716 | 0.10775 | 0.00015385 | 0.47508 | 0.15484 | 9.2906 | 0.037748 | 0.19259 | 0.38526 | 4.9608 | 5.3441 | 0.19162 | 0.0035485 | 0.17743
250 | 0.44896 | 0.10775 | 0.00015385 | 0.47508 | 0.15484 | 9.2906 | 0.037824 | 0.19267 | 0.38541 | 4.9627 | 5.3461 | 0.19169 | 0.0035499 | 0.17749
251 | 0.45075 | 0.10775 | 0.00015385 | 0.47508 | 0.15484 | 9.2906 | 0.037899 | 0.19274 | 0.38556 | 4.9646 | 5.3481 | 0.19177 | 0.0035512 | 0.17756
252 | 0.45255 | 0.10775 | 0.00015385 | 0.47508 | 0.15484 | 9.2906 | 0.037975 | 0.19282 | 0.38571 | 4.9665 | 5.3501 | 0.19184 | 0.0035526 | 0.17763
253 | 0.45435 | 0.10775 | 0.00015385 | 0.47508 | 0.15484 | 9.2906 | 0.038051 | 0.19289 | 0.38586 | 4.9684 | 5.3522 | 0.19191 | 0.0035539 | 0.1777
254 | 0.45614 | 0.10775 | 0.00015385 | 0.47508 | 0.15484 | 9.2906 | 0.038127 | 0.19297 | 0.38602 | 4.9703 | 5.3542 | 0.19198 | 0.0035553 | 0.17776
255 | 0.45794 | 0.10775 | 0.00015385 | 0.47508 | 0.15484 | 9.2906 | 0.038203 | 0.19305 | 0.38617 | 4.9722 | 5.3563 | 0.19206 | 0.0035566 | 0.17783
256 | 0.45973 | 0.10775 | 0.00015385 | 0.47508 | 0.15484 | 9.2906 | 0.03828 | 0.19312 | 0.38632 | 4.9741 | 5.3583 | 0.19213 | 0.003558 | 0.1779
257 | 0.46153 | 0.10775 | 0.00015385 | 0.47508 | 0.15484 | 9.2906 | 0.038357 | 0.1932 | 0.38648 | 4.976 | 5.3604 | 0.19221 | 0.0035594 | 0.17797
258 | 0.46333 | 0.10775 | 0.00015385 | 0.47508 | 0.15484 | 9.2906 | 0.038434 | 0.19328 | 0.38663 | 4.9779 | 5.3625 | 0.19228 | 0.0035607 | 0.17804
259 | 0.46512 | 0.10775 | 0.00015385 | 0.47508 | 0.15484 | 9.2906 | 0.038511 | 0.19335 | 0.38679 | 4.9798 | 5.3645 | 0.19235 | 0.0035621 | 0.17811
260 | 0.46692 | 0.10775 | 0.00015385 | 0.47508 | 0.15484 | 9.2906 | 0.038588 | 0.19343 | 0.38694 | 4.9817 | 5.3666 | 0.19243 | 0.0035635 | 0.17817
261 | 0.46871 | 0.10775 | 0.00015385 | 0.47508 | 0.15484 | 9.2906 | 0.038666 | 0.19351 | 0.3871 | 4.9837 | 5.3687 | 0.1925 | 0.0035649 | 0.17824
262 | 0.47051 | 0.10775 | 0.00015385 | 0.47508 | 0.15484 | 9.2906 | 0.038744 | 0.19359 | 0.38725 | 4.9856 | 5.3708 | 0.19258 | 0.0035663 | 0.17831
263 | 0.4723 | 0.10775 | 0.00015385 | 0.47508 | 0.15484 | 9.2906 | 0.038822 | 0.19367 | 0.38741 | 4.9876 | 5.3729 | 0.19265 | 0.0035676 | 0.17838
264 | 0.4741 | 0.10775 | 0.00015385 | 0.47508 | 0.15484 | 9.2906 | 0.038901 | 0.19374 | 0.38757 | 4.9895 | 5.375 | 0.19273 | 0.003569 | 0.17845
265 | 0.4759 | 0.10775 | 0.00015385 | 0.47508 | 0.15484 | 9.2906 | 0.03898 | 0.19382 | 0.38772 | 4.9915 | 5.3771 | 0.1928 | 0.0035704 | 0.17852
266 | 0.47769 | 0.10775 | 0.00015385 | 0.47508 | 0.15484 | 9.2906 | 0.039059 | 0.1939 | 0.38788 | 4.9934 | 5.3792 | 0.19288 | 0.0035719 | 0.17859
267 | 0.47949 | 0.10775 | 0.00015385 | 0.47508 | 0.15484 | 9.2906 | 0.039138 | 0.19398 | 0.38804 | 4.9954 | 5.3813 | 0.19296 | 0.0035733 | 0.17866
268 | 0.48128 | 0.10775 | 0.00015385 | 0.47508 | 0.15484 | 9.2906 | 0.039217 | 0.19406 | 0.3882 | 4.9974 | 5.3835 | 0.19303 | 0.0035747 | 0.17873
269 | 0.48308 | 0.10775 | 0.00015385 | 0.47508 | 0.15484 | 9.2906 | 0.039297 | 0.19414 | 0.38836 | 4.9994 | 5.3856 | 0.19311 | 0.0035761 | 0.1788
270 | 0.48488 | 0.10775 | 0.00015385 | 0.47508 | 0.15484 | 9.2906 | 0.039377 | 0.19422 | 0.38852 | 5.0014 | 5.3877 | 0.19319 | 0.0035775 | 0.17888
271 | 0.48667 | 0.10775 | 0.00015385 | 0.47508 | 0.15484 | 9.2906 | 0.039457 | 0.1943 | 0.38868 | 5.0034 | 5.3899 | 0.19326 | 0.0035789 | 0.17895
272 | 0.48847 | 0.10775 | 0.00015385 | 0.47508 | 0.15484 | 9.2906 | 0.039537 | 0.19438 | 0.38884 | 5.0054 | 5.392 | 0.19334 | 0.0035804 | 0.17902
273 | 0.49026 | 0.10775 | 0.00015385 | 0.47508 | 0.15484 | 9.2906 | 0.039618 | 0.19446 | 0.389 | 5.0074 | 5.3942 | 0.19342 | 0.0035818 | 0.17909
274 | 0.49206 | 0.10775 | 0.00015385 | 0.47508 | 0.15484 | 9.2906 | 0.039699 | 0.19454 | 0.38917 | 5.0094 | 5.3964 | 0.1935 | 0.0035832 | 0.17916
275 | 0.49385 | 0.10775 | 0.00015385 | 0.47508 | 0.15484 | 9.2906 | 0.03978 | 0.19462 | 0.38933 | 5.0114 | 5.3985 | 0.19357 | 0.0035847 | 0.17923
276 | 0.49565 | 0.10775 | 0.00015385 | 0.47508 | 0.15484 | 9.2906 | 0.039861 | 0.1947 | 0.38949 | 5.0134 | 5.4007 | 0.19365 | 0.0035861 | 0.17931
277 | 0.49745 | 0.10775 | 0.00015385 | 0.47508 | 0.15484 | 9.2906 | 0.039943 | 0.19479 | 0.38965 | 5.0155 | 5.4029 | 0.19373 | 0.0035876 | 0.17938
278 | 0.49924 | 0.10775 | 0.00015385 | 0.47508 | 0.15484 | 9.2906 | 0.040025 | 0.19487 | 0.38982 | 5.0175 | 5.4051 | 0.19381 | 0.003589 | 0.17945
279 | 0.50104 | 0.10775 | 0.00015385 | 0.47508 | 0.15484 | 9.2906 | 0.040107 | 0.19495 | 0.38998 | 5.0195 | 5.4073 | 0.19389 | 0.0035905 | 0.17953
280 | 0.50283 | 0.10775 | 0.00015385 | 0.47508 | 0.15484 | 9.2906 | 0.040189 | 0.19503 | 0.39015 | 5.0216 | 5.4095 | 0.19397 | 0.003592 | 0.1796
281 | 0.50463 | 0.10775 | 0.00015385 | 0.47508 | 0.15484 | 9.2906 | 0.040272 | 0.19512 | 0.39031 | 5.0236 | 5.4117 | 0.19405 | 0.0035934 | 0.17967
282 | 0.50643 | 0.10775 | 0.00015385 | 0.47508 | 0.15484 | 9.2906 | 0.040355 | 0.1952 | 0.39048 | 5.0257 | 5.414 | 0.19413 | 0.0035949 | 0.17975
283 | 0.50822 | 0.10775 | 0.00015385 | 0.47508 | 0.15484 | 9.2906 | 0.040438 | 0.19528 | 0.39065 | 5.0278 | 5.4162 | 0.19421 | 0.0035964 | 0.17982
284 | 0.51002 | 0.10775 | 0.00015385 | 0.47508 | 0.15484 | 9.2906 | 0.040522 | 0.19536 | 0.39081 | 5.0298 | 5.4184 | 0.19429 | 0.0035979 | 0.17989
285 | 0.51181 | 0.10775 | 0.00015385 | 0.47508 | 0.15484 | 9.2906 | 0.040605 | 0.19545 | 0.39098 | 5.0319 | 5.4207 | 0.19437 | 0.0035994 | 0.17997
286 | 0.51361 | 0.10775 | 0.00015385 | 0.47508 | 0.15484 | 9.2906 | 0.040689 | 0.19553 | 0.39115 | 5.034 | 5.4229 | 0.19445 | 0.0036009 | 0.18004
287 | 0.5154 | 0.10775 | 0.00015385 | 0.47508 | 0.15484 | 9.2906 | 0.040773 | 0.19562 | 0.39132 | 5.0361 | 5.4252 | 0.19453 | 0.0036024 | 0.18012
288 | 0.5172 | 0.10775 | 0.00015385 | 0.47508 | 0.15484 | 9.2906 | 0.040858 | 0.1957 | 0.39149 | 5.0382 | 5.4274 | 0.19461 | 0.0036039 | 0.18019
289 | 0.519 | 0.10775 | 0.00015385 | 0.47508 | 0.15484 | 9.2906 | 0.040943 | 0.19579 | 0.39166 | 5.0403 | 5.4297 | 0.19469 | 0.0036054 | 0.18027
290 | 0.52079 | 0.10775 | 0.00015385 | 0.47508 | 0.15484 | 9.2906 | 0.041028 | 0.19587 | 0.39183 | 5.0424 | 5.432 | 0.19477 | 0.0036069 | 0.18034
291 | 0.52259 | 0.10775 | 0.00015385 | 0.47508 | 0.15484 | 9.2906 | 0.041113 | 0.19596 | 0.392 | 5.0445 | 5.4343 | 0.19485 | 0.0036084 | 0.18042
292 | 0.52438 | 0.10775 | 0.00015385 | 0.47508 | 0.15484 | 9.2906 | 0.041198 | 0.19604 | 0.39217 | 5.0467 | 5.4365 | 0.19494 | 0.0036099 | 0.1805
293 | 0.52618 | 0.10775 | 0.00015385 | 0.47508 | 0.15484 | 9.2906 | 0.041284 | 0.19613 | 0.39234 | 5.0488 | 5.4388 | 0.19502 | 0.0036114 | 0.18057
294 | 0.52798 | 0.10775 | 0.00015385 | 0.47508 | 0.15484 | 9.2906 | 0.04137 | 0.19621 | 0.39251 | 5.0509 | 5.4411 | 0.1951 | 0.003613 | 0.18065
295 | 0.52977 | 0.10775 | 0.00015385 | 0.47508 | 0.15484 | 9.2906 | 0.041457 | 0.1963 | 0.39269 | 5.0531 | 5.4435 | 0.19518 | 0.0036145 | 0.18073
296 | 0.53157 | 0.10775 | 0.00015385 | 0.47508 | 0.15484 | 9.2906 | 0.041543 | 0.19639 | 0.39286 | 5.0552 | 5.4458 | 0.19527 | 0.0036161 | 0.1808
297 | 0.53336 | 0.10775 | 0.00015385 | 0.47508 | 0.15484 | 9.2906 | 0.04163 | 0.19647 | 0.39303 | 5.0574 | 5.4481 | 0.19535 | 0.0036176 | 0.18088
298 | 0.53516 | 0.10775 | 0.00015385 | 0.47508 | 0.15484 | 9.2906 | 0.041717 | 0.19656 | 0.39321 | 5.0596 | 5.4504 | 0.19543 | 0.0036191 | 0.18096
299 | 0.53695 | 0.10775 | 0.00015385 | 0.47508 | 0.15484 | 9.2906 | 0.041805 | 0.19665 | 0.39338 | 5.0617 | 5.4528 | 0.19552 | 0.0036207 | 0.18104
300 | 0.53875 | 0.10775 | 0.00015385 | 0.47508 | 0.15484 | 9.2906 | 0.041892 | 0.19674 | 0.39356 | 5.0639 | 5.4551 | 0.1956 | 0.0036223 | 0.18111
301 | 0.54055 | 0.10775 | 0.00015385 | 0.47508 | 0.15484 | 9.2906 | 0.04198 | 0.19682 | 0.39374 | 5.0661 | 5.4575 | 0.19569 | 0.0036238 | 0.18119
302 | 0.54234 | 0.10775 | 0.00015385 | 0.47508 | 0.15484 | 9.2906 | 0.042068 | 0.19691 | 0.39391 | 5.0683 | 5.4598 | 0.19577 | 0.0036254 | 0.18127
303 | 0.54414 | 0.10775 | 0.00015385 | 0.47508 | 0.15484 | 9.2906 | 0.042157 | 0.197 | 0.39409 | 5.0705 | 5.4622 | 0.19586 | 0.003627 | 0.18135
304 | 0.54593 | 0.10775 | 0.00015385 | 0.47508 | 0.15484 | 9.2906 | 0.042246 | 0.19709 | 0.39427 | 5.0727 | 5.4646 | 0.19594 | 0.0036285 | 0.18143
305 | 0.54773 | 0.10775 | 0.00015385 | 0.47508 | 0.15484 | 9.2906 | 0.042335 | 0.19718 | 0.39445 | 5.0749 | 5.467 | 0.19603 | 0.0036301 | 0.18151
306 | 0.54953 | 0.10775 | 0.00015385 | 0.47508 | 0.15484 | 9.2906 | 0.042424 | 0.19727 | 0.39462 | 5.0771 | 5.4694 | 0.19611 | 0.0036317 | 0.18159
307 | 0.55132 | 0.10775 | 0.00015385 | 0.47508 | 0.15484 | 9.2906 | 0.042514 | 0.19736 | 0.3948 | 5.0794 | 5.4718 | 0.1962 | 0.0036333 | 0.18167
308 | 0.55312 | 0.10775 | 0.00015385 | 0.47508 | 0.15484 | 9.2906 | 0.042604 | 0.19745 | 0.39498 | 5.0816 | 5.4742 | 0.19628 | 0.0036349 | 0.18175
309 | 0.55491 | 0.10775 | 0.00015385 | 0.47508 | 0.15484 | 9.2906 | 0.042694 | 0.19754 | 0.39516 | 5.0838 | 5.4766 | 0.19637 | 0.0036365 | 0.18183
310 | 0.55671 | 0.10775 | 0.00015385 | 0.47508 | 0.15484 | 9.2906 | 0.042784 | 0.19763 | 0.39535 | 5.0861 | 5.479 | 0.19646 | 0.0036381 | 0.18191
311 | 0.5585 | 0.10775 | 0.00015385 | 0.47508 | 0.15484 | 9.2906 | 0.042875 | 0.19772 | 0.39553 | 5.0883 | 5.4814 | 0.19655 | 0.0036397 | 0.18199
312 | 0.5603 | 0.10775 | 0.00015385 | 0.47508 | 0.15484 | 9.2906 | 0.042966 | 0.19781 | 0.39571 | 5.0906 | 5.4839 | 0.19663 | 0.0036413 | 0.18207
313 | 0.5621 | 0.10775 | 0.00015385 | 0.47508 | 0.15484 | 9.2906 | 0.043058 | 0.1979 | 0.39589 | 5.0929 | 5.4863 | 0.19672 | 0.003643 | 0.18215
314 | 0.56389 | 0.10775 | 0.00015385 | 0.47508 | 0.15484 | 9.2906 | 0.043149 | 0.19799 | 0.39608 | 5.0952 | 5.4888 | 0.19681 | 0.0036446 | 0.18223
315 | 0.56569 | 0.10775 | 0.00015385 | 0.47508 | 0.15484 | 9.2906 | 0.043241 | 0.19808 | 0.39626 | 5.0974 | 5.4912 | 0.1969 | 0.0036462 | 0.18231
316 | 0.56748 | 0.10775 | 0.00015385 | 0.47508 | 0.15484 | 9.2906 | 0.043334 | 0.19818 | 0.39645 | 5.0997 | 5.4937 | 0.19699 | 0.0036479 | 0.18239
317 | 0.56928 | 0.10775 | 0.00015385 | 0.47508 | 0.15484 | 9.2906 | 0.043426 | 0.19827 | 0.39663 | 5.102 | 5.4962 | 0.19707 | 0.0036495 | 0.18248
318 | 0.57108 | 0.10775 | 0.00015385 | 0.47508 | 0.15484 | 9.2906 | 0.043519 | 0.19836 | 0.39682 | 5.1043 | 5.4987 | 0.19716 | 0.0036512 | 0.18256
319 | 0.57287 | 0.10775 | 0.00015385 | 0.47508 | 0.15484 | 9.2906 | 0.043612 | 0.19846 | 0.397 | 5.1066 | 5.5011 | 0.19725 | 0.0036528 | 0.18264
320 | 0.57467 | 0.10775 | 0.00015385 | 0.47508 | 0.15484 | 9.2906 | 0.043706 | 0.19855 | 0.39719 | 5.109 | 5.5036 | 0.19734 | 0.0036545 | 0.18272
321 | 0.57646 | 0.10775 | 0.00015385 | 0.47508 | 0.15484 | 9.2906 | 0.043799 | 0.19864 | 0.39738 | 5.1113 | 5.5062 | 0.19743 | 0.0036561 | 0.18281
322 | 0.57826 | 0.10775 | 0.00015385 | 0.47508 | 0.15484 | 9.2906 | 0.043893 | 0.19874 | 0.39757 | 5.1136 | 5.5087 | 0.19752 | 0.0036578 | 0.18289
323 | 0.58005 | 0.10775 | 0.00015385 | 0.47508 | 0.15484 | 9.2906 | 0.043988 | 0.19883 | 0.39776 | 5.116 | 5.5112 | 0.19761 | 0.0036595 | 0.18297
324 | 0.58185 | 0.10775 | 0.00015385 | 0.47508 | 0.15484 | 9.2906 | 0.044082 | 0.19893 | 0.39795 | 5.1183 | 5.5137 | 0.1977 | 0.0036612 | 0.18306
325 | 0.58365 | 0.10775 | 0.00015385 | 0.47508 | 0.15484 | 9.2906 | 0.044177 | 0.19902 | 0.39814 | 5.1207 | 5.5163 | 0.19779 | 0.0036629 | 0.18314
326 | 0.58544 | 0.10775 | 0.00015385 | 0.47508 | 0.15484 | 9.2906 | 0.044273 | 0.19912 | 0.39833 | 5.123 | 5.5188 | 0.19789 | 0.0036645 | 0.18323
327 | 0.58724 | 0.10775 | 0.00015385 | 0.47508 | 0.15484 | 9.2906 | 0.044368 | 0.19921 | 0.39852 | 5.1254 | 5.5214 | 0.19798 | 0.0036662 | 0.18331
328 | 0.58903 | 0.10775 | 0.00015385 | 0.47508 | 0.15484 | 9.2906 | 0.044464 | 0.19931 | 0.39871 | 5.1278 | 5.5239 | 0.19807 | 0.0036679 | 0.1834
329 | 0.59083 | 0.10775 | 0.00015385 | 0.47508 | 0.15484 | 9.2906 | 0.04456 | 0.1994 | 0.3989 | 5.1302 | 5.5265 | 0.19816 | 0.0036697 | 0.18348
330 | 0.59263 | 0.10775 | 0.00015385 | 0.47508 | 0.15484 | 9.2906 | 0.044657 | 0.1995 | 0.3991 | 5.1326 | 5.5291 | 0.19825 | 0.0036714 | 0.18357
331 | 0.59442 | 0.10775 | 0.00015385 | 0.47508 | 0.15484 | 9.2906 | 0.044754 | 0.1996 | 0.39929 | 5.135 | 5.5317 | 0.19835 | 0.0036731 | 0.18365
332 | 0.59622 | 0.10775 | 0.00015385 | 0.47508 | 0.15484 | 9.2906 | 0.044851 | 0.19969 | 0.39948 | 5.1374 | 5.5343 | 0.19844 | 0.0036748 | 0.18374
333 | 0.59801 | 0.10775 | 0.00015385 | 0.47508 | 0.15484 | 9.2906 | 0.044948 | 0.19979 | 0.39968 | 5.1398 | 5.5369 | 0.19853 | 0.0036765 | 0.18383
334 | 0.59981 | 0.10775 | 0.00015385 | 0.47508 | 0.15484 | 9.2906 | 0.045046 | 0.19989 | 0.39988 | 5.1422 | 5.5395 | 0.19863 | 0.0036783 | 0.18391
335 | 0.6016 | 0.10775 | 0.00015385 | 0.47508 | 0.15484 | 9.2906 | 0.045144 | 0.19999 | 0.40007 | 5.1447 | 5.5421 | 0.19872 | 0.00368 | 0.184
336 | 0.6034 | 0.10775 | 0.00015385 | 0.47508 | 0.15484 | 9.2906 | 0.045242 | 0.20009 | 0.40027 | 5.1471 | 5.5447 | 0.19882 | 0.0036818 | 0.18409
337 | 0.6052 | 0.10775 | 0.00015385 | 0.47508 | 0.15484 | 9.2906 | 0.045341 | 0.20018 | 0.40047 | 5.1496 | 5.5474 | 0.19891 | 0.0036835 | 0.18418
338 | 0.60699 | 0.10775 | 0.00015385 | 0.47508 | 0.15484 | 9.2906 | 0.04544 | 0.20028 | 0.40067 | 5.152 | 5.55 | 0.199 | 0.0036853 | 0.18426
339 | 0.60879 | 0.10775 | 0.00015385 | 0.47508 | 0.15484 | 9.2906 | 0.045539 | 0.20038 | 0.40086 | 5.1545 | 5.5527 | 0.1991 | 0.003687 | 0.18435
340 | 0.61058 | 0.10775 | 0.00015385 | 0.47508 | 0.15484 | 9.2906 | 0.045639 | 0.20048 | 0.40106 | 5.157 | 5.5553 | 0.1992 | 0.0036888 | 0.18444
341 | 0.61238 | 0.10775 | 0.00015385 | 0.47508 | 0.15484 | 9.2906 | 0.045739 | 0.20058 | 0.40127 | 5.1594 | 5.558 | 0.19929 | 0.0036906 | 0.18453
342 | 0.61417 | 0.10775 | 0.00015385 | 0.47508 | 0.15484 | 9.2906 | 0.04584 | 0.20068 | 0.40147 | 5.1619 | 5.5607 | 0.19939 | 0.0036924 | 0.18462
343 | 0.61597 | 0.10775 | 0.00015385 | 0.47508 | 0.15484 | 9.2906 | 0.04594 | 0.20078 | 0.40167 | 5.1644 | 5.5634 | 0.19948 | 0.0036942 | 0.18471
344 | 0.61777 | 0.10775 | 0.00015385 | 0.47508 | 0.15484 | 9.2906 | 0.046041 | 0.20088 | 0.40187 | 5.1669 | 5.5661 | 0.19958 | 0.0036959 | 0.1848
345 | 0.61956 | 0.10775 | 0.00015385 | 0.47508 | 0.15484 | 9.2906 | 0.046143 | 0.20099 | 0.40207 | 5.1694 | 5.5688 | 0.19968 | 0.0036977 | 0.18489
346 | 0.62136 | 0.10775 | 0.00015385 | 0.47508 | 0.15484 | 9.2906 | 0.046244 | 0.20109 | 0.40228 | 5.172 | 5.5715 | 0.19978 | 0.0036995 | 0.18498
347 | 0.62315 | 0.10775 | 0.00015385 | 0.47508 | 0.15484 | 9.2906 | 0.046346 | 0.20119 | 0.40248 | 5.1745 | 5.5742 | 0.19987 | 0.0037014 | 0.18507
348 | 0.62495 | 0.10775 | 0.00015385 | 0.47508 | 0.15484 | 9.2906 | 0.046449 | 0.20129 | 0.40269 | 5.177 | 5.577 | 0.19997 | 0.0037032 | 0.18516
349 | 0.62675 | 0.10775 | 0.00015385 | 0.47508 | 0.15484 | 9.2906 | 0.046551 | 0.20139 | 0.40289 | 5.1796 | 5.5797 | 0.20007 | 0.003705 | 0.18525
350 | 0.62854 | 0.10775 | 0.00015385 | 0.47508 | 0.15484 | 9.2906 | 0.046655 | 0.2015 | 0.4031 | 5.1821 | 5.5825 | 0.20017 | 0.0037068 | 0.18534
351 | 0.63034 | 0.10775 | 0.00015385 | 0.47508 | 0.15484 | 9.2906 | 0.046758 | 0.2016 | 0.40331 | 5.1847 | 5.5852 | 0.20027 | 0.0037087 | 0.18543
352 | 0.63213 | 0.10775 | 0.00015385 | 0.47508 | 0.15484 | 9.2906 | 0.046862 | 0.2017 | 0.40351 | 5.1873 | 5.588 | 0.20037 | 0.0037105 | 0.18552
353 | 0.63393 | 0.10775 | 0.00015385 | 0.47508 | 0.15484 | 9.2906 | 0.046966 | 0.20181 | 0.40372 | 5.1899 | 5.5908 | 0.20047 | 0.0037123 | 0.18562
354 | 0.63572 | 0.10775 | 0.00015385 | 0.47508 | 0.15484 | 9.2906 | 0.04707 | 0.20191 | 0.40393 | 5.1924 | 5.5936 | 0.20057 | 0.0037142 | 0.18571
355 | 0.63752 | 0.10775 | 0.00015385 | 0.47508 | 0.15484 | 9.2906 | 0.047175 | 0.20202 | 0.40414 | 5.195 | 5.5964 | 0.20067 | 0.0037161 | 0.1858
356 | 0.63932 | 0.10775 | 0.00015385 | 0.47508 | 0.15484 | 9.2906 | 0.04728 | 0.20212 | 0.40435 | 5.1976 | 5.5992 | 0.20077 | 0.0037179 | 0.1859
357 | 0.64111 | 0.10775 | 0.00015385 | 0.47508 | 0.15484 | 9.2906 | 0.047386 | 0.20223 | 0.40456 | 5.2003 | 5.602 | 0.20087 | 0.0037198 | 0.18599
358 | 0.64291 | 0.10775 | 0.00015385 | 0.47508 | 0.15484 | 9.2906 | 0.047491 | 0.20233 | 0.40478 | 5.2029 | 5.6048 | 0.20097 | 0.0037217 | 0.18608
359 | 0.6447 | 0.10775 | 0.00015385 | 0.47508 | 0.15484 | 9.2906 | 0.047598 | 0.20244 | 0.40499 | 5.2055 | 5.6077 | 0.20107 | 0.0037235 | 0.18618
360 | 0.6465 | 0.10775 | 0.00015385 | 0.47508 | 0.15484 | 9.2906 | 0.047704 | 0.20255 | 0.4052 | 5.2082 | 5.6105 | 0.20117 | 0.0037254 | 0.18627
361 | 0.6483 | 0.10775 | 0.00015385 | 0.47508 | 0.15484 | 9.2906 | 0.047811 | 0.20265 | 0.40542 | 5.2108 | 5.6134 | 0.20128 | 0.0037273 | 0.18637
362 | 0.65009 | 0.10775 | 0.00015385 | 0.47508 | 0.15484 | 9.2906 | 0.047918 | 0.20276 | 0.40563 | 5.2135 | 5.6162 | 0.20138 | 0.0037292 | 0.18646
363 | 0.65189 | 0.10775 | 0.00015385 | 0.47508 | 0.15484 | 9.2906 | 0.048026 | 0.20287 | 0.40585 | 5.2161 | 5.6191 | 0.20148 | 0.0037311 | 0.18656
364 | 0.65368 | 0.10775 | 0.00015385 | 0.47508 | 0.15484 | 9.2906 | 0.048134 | 0.20298 | 0.40606 | 5.2188 | 5.622 | 0.20158 | 0.0037331 | 0.18665
365 | 0.65548 | 0.10775 | 0.00015385 | 0.47508 | 0.15484 | 9.2906 | 0.048242 | 0.20309 | 0.40628 | 5.2215 | 5.6249 | 0.20169 | 0.003735 | 0.18675
366 | 0.65727 | 0.10775 | 0.00015385 | 0.47508 | 0.15484 | 9.2906 | 0.048351 | 0.20319 | 0.4065 | 5.2242 | 5.6278 | 0.20179 | 0.0037369 | 0.18685
367 | 0.65907 | 0.10775 | 0.00015385 | 0.47508 | 0.15484 | 9.2906 | 0.04846 | 0.2033 | 0.40672 | 5.2269 | 5.6307 | 0.2019 | 0.0037388 | 0.18694
368 | 0.66087 | 0.10775 | 0.00015385 | 0.47508 | 0.15484 | 9.2906 | 0.048569 | 0.20341 | 0.40693 | 5.2296 | 5.6336 | 0.202 | 0.0037408 | 0.18704
369 | 0.66266 | 0.10775 | 0.00015385 | 0.47508 | 0.15484 | 9.2906 | 0.048679 | 0.20352 | 0.40715 | 5.2323 | 5.6365 | 0.20211 | 0.0037427 | 0.18714
370 | 0.66446 | 0.10775 | 0.00015385 | 0.47508 | 0.15484 | 9.2906 | 0.048789 | 0.20363 | 0.40738 | 5.2351 | 5.6395 | 0.20221 | 0.0037447 | 0.18723
371 | 0.66625 | 0.10775 | 0.00015385 | 0.47508 | 0.15484 | 9.2906 | 0.0489 | 0.20374 | 0.4076 | 5.2378 | 5.6424 | 0.20232 | 0.0037466 | 0.18733
372 | 0.66805 | 0.10775 | 0.00015385 | 0.47508 | 0.15484 | 9.2906 | 0.049011 | 0.20385 | 0.40782 | 5.2405 | 5.6454 | 0.20242 | 0.0037486 | 0.18743
373 | 0.66985 | 0.10775 | 0.00015385 | 0.47508 | 0.15484 | 9.2906 | 0.049122 | 0.20397 | 0.40804 | 5.2433 | 5.6484 | 0.20253 | 0.0037506 | 0.18753
374 | 0.67164 | 0.10775 | 0.00015385 | 0.47508 | 0.15484 | 9.2906 | 0.049234 | 0.20408 | 0.40827 | 5.2461 | 5.6513 | 0.20264 | 0.0037526 | 0.18763
375 | 0.67344 | 0.10775 | 0.00015385 | 0.47508 | 0.15484 | 9.2906 | 0.049346 | 0.20419 | 0.40849 | 5.2488 | 5.6543 | 0.20274 | 0.0037545 | 0.18773
376 | 0.67523 | 0.10775 | 0.00015385 | 0.47508 | 0.15484 | 9.2906 | 0.049459 | 0.2043 | 0.40872 | 5.2516 | 5.6573 | 0.20285 | 0.0037565 | 0.18783
377 | 0.67703 | 0.10775 | 0.00015385 | 0.47508 | 0.15484 | 9.2906 | 0.049571 | 0.20441 | 0.40894 | 5.2544 | 5.6603 | 0.20296 | 0.0037585 | 0.18793
378 | 0.67882 | 0.10775 | 0.00015385 | 0.47508 | 0.15484 | 9.2906 | 0.049685 | 0.20453 | 0.40917 | 5.2572 | 5.6634 | 0.20307 | 0.0037605 | 0.18803
379 | 0.68062 | 0.10775 | 0.00015385 | 0.47508 | 0.15484 | 9.2906 | 0.049798 | 0.20464 | 0.4094 | 5.26 | 5.6664 | 0.20318 | 0.0037625 | 0.18813
380 | 0.68242 | 0.10775 | 0.00015385 | 0.47508 | 0.15484 | 9.2906 | 0.049912 | 0.20476 | 0.40963 | 5.2629 | 5.6694 | 0.20329 | 0.0037646 | 0.18823
381 | 0.68421 | 0.10775 | 0.00015385 | 0.47508 | 0.15484 | 9.2906 | 0.050027 | 0.20487 | 0.40985 | 5.2657 | 5.6725 | 0.2034 | 0.0037666 | 0.18833
382 | 0.68601 | 0.10775 | 0.00015385 | 0.47508 | 0.15484 | 9.2906 | 0.050142 | 0.20498 | 0.41008 | 5.2685 | 5.6756 | 0.20351 | 0.0037686 | 0.18843
383 | 0.6878 | 0.10775 | 0.00015385 | 0.47508 | 0.15484 | 9.2906 | 0.050257 | 0.2051 | 0.41032 | 5.2714 | 5.6786 | 0.20362 | 0.0037707 | 0.18853
384 | 0.6896 | 0.10775 | 0.00015385 | 0.47508 | 0.15484 | 9.2906 | 0.050372 | 0.20522 | 0.41055 | 5.2743 | 5.6817 | 0.20373 | 0.0037727 | 0.18864
385 | 0.6914 | 0.10775 | 0.00015385 | 0.47508 | 0.15484 | 9.2906 | 0.050488 | 0.20533 | 0.41078 | 5.2771 | 5.6848 | 0.20384 | 0.0037748 | 0.18874
386 | 0.69319 | 0.10775 | 0.00015385 | 0.47508 | 0.15484 | 9.2906 | 0.050605 | 0.20545 | 0.41101 | 5.28 | 5.6879 | 0.20395 | 0.0037768 | 0.18884
387 | 0.69499 | 0.10775 | 0.00015385 | 0.47508 | 0.15484 | 9.2906 | 0.050722 | 0.20556 | 0.41125 | 5.2829 | 5.691 | 0.20406 | 0.0037789 | 0.18894
388 | 0.69678 | 0.10775 | 0.00015385 | 0.47508 | 0.15484 | 9.2906 | 0.050839 | 0.20568 | 0.41148 | 5.2858 | 5.6941 | 0.20417 | 0.003781 | 0.18905
389 | 0.69858 | 0.10775 | 0.00015385 | 0.47508 | 0.15484 | 9.2906 | 0.050956 | 0.2058 | 0.41172 | 5.2887 | 5.6973 | 0.20429 | 0.0037831 | 0.18915
390 | 0.70037 | 0.10775 | 0.00015385 | 0.47508 | 0.15484 | 9.2906 | 0.051074 | 0.20592 | 0.41195 | 5.2916 | 5.7004 | 0.2044 | 0.0037851 | 0.18926
391 | 0.70217 | 0.10775 | 0.00015385 | 0.47508 | 0.15484 | 9.2906 | 0.051193 | 0.20604 | 0.41219 | 5.2946 | 5.7036 | 0.20451 | 0.0037872 | 0.18936
392 | 0.70397 | 0.10775 | 0.00015385 | 0.47508 | 0.15484 | 9.2906 | 0.051312 | 0.20615 | 0.41243 | 5.2975 | 5.7068 | 0.20462 | 0.0037893 | 0.18947
393 | 0.70576 | 0.10775 | 0.00015385 | 0.47508 | 0.15484 | 9.2906 | 0.051431 | 0.20627 | 0.41267 | 5.3005 | 5.7099 | 0.20474 | 0.0037915 | 0.18957
394 | 0.70756 | 0.10775 | 0.00015385 | 0.47508 | 0.15484 | 9.2906 | 0.051551 | 0.20639 | 0.41291 | 5.3034 | 5.7131 | 0.20485 | 0.0037936 | 0.18968
395 | 0.70935 | 0.10775 | 0.00015385 | 0.47508 | 0.15484 | 9.2906 | 0.051671 | 0.20651 | 0.41315 | 5.3064 | 5.7163 | 0.20497 | 0.0037957 | 0.18979
396 | 0.71115 | 0.10775 | 0.00015385 | 0.47508 | 0.15484 | 9.2906 | 0.051791 | 0.20663 | 0.41339 | 5.3094 | 5.7195 | 0.20508 | 0.0037978 | 0.18989
397 | 0.71295 | 0.10775 | 0.00015385 | 0.47508 | 0.15484 | 9.2906 | 0.051912 | 0.20676 | 0.41363 | 5.3124 | 5.7228 | 0.2052 | 0.0038 | 0.19
398 | 0.71474 | 0.10775 | 0.00015385 | 0.47508 | 0.15484 | 9.2906 | 0.052033 | 0.20688 | 0.41387 | 5.3154 | 5.726 | 0.20531 | 0.0038021 | 0.19011
399 | 0.71654 | 0.10775 | 0.00015385 | 0.47508 | 0.15484 | 9.2906 | 0.052155 | 0.207 | 0.41412 | 5.3184 | 5.7292 | 0.20543 | 0.0038043 | 0.19021
400 | 0.71833 | 0.10775 | 0.00015385 | 0.47508 | 0.15484 | 9.2906 | 0.052277 | 0.20712 | 0.41436 | 5.3214 | 5.7325 | 0.20555 | 0.0038064 | 0.19032
401 | 0.72013 | 0.10775 | 0.00015385 | 0.47508 | 0.15484 | 9.2906 | 0.0524 | 0.20724 | 0.41461 | 5.3244 | 5.7358 | 0.20566 | 0.0038086 | 0.19043
402 | 0.72192 | 0.10775 | 0.00015385 | 0.47508 | 0.15484 | 9.2906 | 0.052523 | 0.20737 | 0.41486 | 5.3275 | 5.739 | 0.20578 | 0.0038108 | 0.19054
403 | 0.72372 | 0.10775 | 0.00015385 | 0.47508 | 0.15484 | 9.2906 | 0.052647 | 0.20749 | 0.4151 | 5.3305 | 5.7423 | 0.2059 | 0.003813 | 0.19065
404 | 0.72552 | 0.10775 | 0.00015385 | 0.47508 | 0.15484 | 9.2906 | 0.052771 | 0.20761 | 0.41535 | 5.3336 | 5.7456 | 0.20602 | 0.0038152 | 0.19076
405 | 0.72731 | 0.10775 | 0.00015385 | 0.47508 | 0.15484 | 9.2906 | 0.052895 | 0.20774 | 0.4156 | 5.3367 | 5.749 | 0.20614 | 0.0038174 | 0.19087
406 | 0.72911 | 0.10775 | 0.00015385 | 0.47508 | 0.15484 | 9.2906 | 0.05302 | 0.20786 | 0.41585 | 5.3398 | 5.7523 | 0.20626 | 0.0038196 | 0.19098
407 | 0.7309 | 0.10775 | 0.00015385 | 0.47508 | 0.15484 | 9.2906 | 0.053145 | 0.20799 | 0.4161 | 5.3429 | 5.7556 | 0.20638 | 0.0038218 | 0.19109
408 | 0.7327 | 0.10775 | 0.00015385 | 0.47508 | 0.15484 | 9.2906 | 0.053271 | 0.20811 | 0.41635 | 5.346 | 5.759 | 0.2065 | 0.003824 | 0.1912
409 | 0.7345 | 0.10775 | 0.00015385 | 0.47508 | 0.15484 | 9.2906 | 0.053397 | 0.20824 | 0.41661 | 5.3491 | 5.7623 | 0.20662 | 0.0038262 | 0.19131
410 | 0.73629 | 0.10775 | 0.00015385 | 0.47508 | 0.15484 | 9.2906 | 0.053524 | 0.20837 | 0.41686 | 5.3522 | 5.7657 | 0.20674 | 0.0038285 | 0.19142
411 | 0.73809 | 0.10775 | 0.00015385 | 0.47508 | 0.15484 | 9.2906 | 0.053651 | 0.20849 | 0.41712 | 5.3554 | 5.7691 | 0.20686 | 0.0038307 | 0.19154
412 | 0.73988 | 0.10775 | 0.00015385 | 0.47508 | 0.15484 | 9.2906 | 0.053778 | 0.20862 | 0.41737 | 5.3585 | 5.7725 | 0.20698 | 0.003833 | 0.19165
413 | 0.74168 | 0.10775 | 0.00015385 | 0.47508 | 0.15484 | 9.2906 | 0.053906 | 0.20875 | 0.41763 | 5.3617 | 5.7759 | 0.2071 | 0.0038353 | 0.19176
414 | 0.74347 | 0.10775 | 0.00015385 | 0.47508 | 0.15484 | 9.2906 | 0.054035 | 0.20888 | 0.41788 | 5.3649 | 5.7793 | 0.20723 | 0.0038375 | 0.19188
415 | 0.74527 | 0.10775 | 0.00015385 | 0.47508 | 0.15484 | 9.2906 | 0.054163 | 0.20901 | 0.41814 | 5.368 | 5.7827 | 0.20735 | 0.0038398 | 0.19199
416 | 0.74707 | 0.10775 | 0.00015385 | 0.47508 | 0.15484 | 9.2906 | 0.054293 | 0.20914 | 0.4184 | 5.3712 | 5.7862 | 0.20747 | 0.0038421 | 0.1921
417 | 0.74886 | 0.10775 | 0.00015385 | 0.47508 | 0.15484 | 9.2906 | 0.054423 | 0.20927 | 0.41866 | 5.3745 | 5.7896 | 0.2076 | 0.0038444 | 0.19222
418 | 0.75066 | 0.10775 | 0.00015385 | 0.47508 | 0.15484 | 9.2906 | 0.054553 | 0.2094 | 0.41892 | 5.3777 | 5.7931 | 0.20772 | 0.0038467 | 0.19233
419 | 0.75245 | 0.10775 | 0.00015385 | 0.47508 | 0.15484 | 9.2906 | 0.054684 | 0.20953 | 0.41919 | 5.3809 | 5.7966 | 0.20785 | 0.003849 | 0.19245
420 | 0.75425 | 0.10775 | 0.00015385 | 0.47508 | 0.15484 | 9.2906 | 0.054815 | 0.20966 | 0.41945 | 5.3841 | 5.8001 | 0.20797 | 0.0038513 | 0.19257
421 | 0.75605 | 0.10775 | 0.00015385 | 0.47508 | 0.15484 | 9.2906 | 0.054947 | 0.20979 | 0.41971 | 5.3874 | 5.8036 | 0.2081 | 0.0038536 | 0.19268
422 | 0.75784 | 0.10775 | 0.00015385 | 0.47508 | 0.15484 | 9.2906 | 0.055079 | 0.20992 | 0.41998 | 5.3907 | 5.8071 | 0.20822 | 0.003856 | 0.1928
423 | 0.75964 | 0.10775 | 0.00015385 | 0.47508 | 0.15484 | 9.2906 | 0.055211 | 0.21005 | 0.42024 | 5.3939 | 5.8106 | 0.20835 | 0.0038583 | 0.19292
424 | 0.76143 | 0.10775 | 0.00015385 | 0.47508 | 0.15484 | 9.2906 | 0.055344 | 0.21019 | 0.42051 | 5.3972 | 5.8142 | 0.20848 | 0.0038607 | 0.19303
425 | 0.76323 | 0.10775 | 0.00015385 | 0.47508 | 0.15484 | 9.2906 | 0.055478 | 0.21032 | 0.42078 | 5.4005 | 5.8177 | 0.2086 | 0.003863 | 0.19315
426 | 0.76502 | 0.10775 | 0.00015385 | 0.47508 | 0.15484 | 9.2906 | 0.055612 | 0.21046 | 0.42105 | 5.4038 | 5.8213 | 0.20873 | 0.0038654 | 0.19327
427 | 0.76682 | 0.10775 | 0.00015385 | 0.47508 | 0.15484 | 9.2906 | 0.055747 | 0.21059 | 0.42132 | 5.4072 | 5.8249 | 0.20886 | 0.0038678 | 0.19339
428 | 0.76862 | 0.10775 | 0.00015385 | 0.47508 | 0.15484 | 9.2906 | 0.055882 | 0.21073 | 0.42159 | 5.4105 | 5.8285 | 0.20899 | 0.0038702 | 0.19351
429 | 0.77041 | 0.10775 | 0.00015385 | 0.47508 | 0.15484 | 9.2906 | 0.056017 | 0.21086 | 0.42186 | 5.4139 | 5.8321 | 0.20912 | 0.0038726 | 0.19363
430 | 0.77221 | 0.10775 | 0.00015385 | 0.47508 | 0.15484 | 9.2906 | 0.056153 | 0.211 | 0.42213 | 5.4172 | 5.8357 | 0.20925 | 0.003875 | 0.19375
431 | 0.774 | 0.10775 | 0.00015385 | 0.47508 | 0.15484 | 9.2906 | 0.05629 | 0.21113 | 0.4224 | 5.4206 | 5.8393 | 0.20938 | 0.0038774 | 0.19387
432 | 0.7758 | 0.10775 | 0.00015385 | 0.47508 | 0.15484 | 9.2906 | 0.056427 | 0.21127 | 0.42268 | 5.424 | 5.843 | 0.20951 | 0.0038798 | 0.19399
433 | 0.7776 | 0.10775 | 0.00015385 | 0.47508 | 0.15484 | 9.2906 | 0.056565 | 0.21141 | 0.42295 | 5.4274 | 5.8466 | 0.20964 | 0.0038822 | 0.19411
434 | 0.77939 | 0.10775 | 0.00015385 | 0.47508 | 0.15484 | 9.2906 | 0.056703 | 0.21155 | 0.42323 | 5.4308 | 5.8503 | 0.20977 | 0.0038847 | 0.19423
435 | 0.78119 | 0.10775 | 0.00015385 | 0.47508 | 0.15484 | 9.2906 | 0.056841 | 0.21168 | 0.42351 | 5.4342 | 5.854 | 0.2099 | 0.0038871 | 0.19436
436 | 0.78298 | 0.10775 | 0.00015385 | 0.47508 | 0.15484 | 9.2906 | 0.05698 | 0.21182 | 0.42379 | 5.4376 | 5.8577 | 0.21004 | 0.0038896 | 0.19448
437 | 0.78478 | 0.10775 | 0.00015385 | 0.47508 | 0.15484 | 9.2906 | 0.05712 | 0.21196 | 0.42407 | 5.4411 | 5.8614 | 0.21017 | 0.003892 | 0.1946
438 | 0.78657 | 0.10775 | 0.00015385 | 0.47508 | 0.15484 | 9.2906 | 0.05726 | 0.2121 | 0.42435 | 5.4445 | 5.8651 | 0.2103 | 0.0038945 | 0.19473
439 | 0.78837 | 0.10775 | 0.00015385 | 0.47508 | 0.15484 | 9.2906 | 0.0574 | 0.21224 | 0.42463 | 5.448 | 5.8689 | 0.21044 | 0.003897 | 0.19485
440 | 0.79017 | 0.10775 | 0.00015385 | 0.47508 | 0.15484 | 9.2906 | 0.057542 | 0.21238 | 0.42491 | 5.4515 | 5.8726 | 0.21057 | 0.0038995 | 0.19497
441 | 0.79196 | 0.10775 | 0.00015385 | 0.47508 | 0.15484 | 9.2906 | 0.057683 | 0.21253 | 0.4252 | 5.455 | 5.8764 | 0.21071 | 0.003902 | 0.1951
442 | 0.79376 | 0.10775 | 0.00015385 | 0.47508 | 0.15484 | 9.2906 | 0.057825 | 0.21267 | 0.42548 | 5.4585 | 5.8802 | 0.21084 | 0.0039045 | 0.19523
443 | 0.79555 | 0.10775 | 0.00015385 | 0.47508 | 0.15484 | 9.2906 | 0.057968 | 0.21281 | 0.42577 | 5.462 | 5.884 | 0.21098 | 0.003907 | 0.19535
444 | 0.79735 | 0.10775 | 0.00015385 | 0.47508 | 0.15484 | 9.2906 | 0.058111 | 0.21295 | 0.42605 | 5.4656 | 5.8878 | 0.21112 | 0.0039096 | 0.19548
445 | 0.79915 | 0.10775 | 0.00015385 | 0.47508 | 0.15484 | 9.2906 | 0.058255 | 0.2131 | 0.42634 | 5.4691 | 5.8916 | 0.21125 | 0.0039121 | 0.1956
446 | 0.80094 | 0.10775 | 0.00015385 | 0.47508 | 0.15484 | 9.2906 | 0.058399 | 0.21324 | 0.42663 | 5.4727 | 5.8954 | 0.21139 | 0.0039146 | 0.19573
447 | 0.80274 | 0.10775 | 0.00015385 | 0.47508 | 0.15484 | 9.2906 | 0.058544 | 0.21339 | 0.42692 | 5.4762 | 5.8993 | 0.21153 | 0.0039172 | 0.19586
448 | 0.80453 | 0.10775 | 0.00015385 | 0.47508 | 0.15484 | 9.2906 | 0.058689 | 0.21353 | 0.42721 | 5.4798 | 5.9032 | 0.21167 | 0.0039198 | 0.19599
449 | 0.80633 | 0.10775 | 0.00015385 | 0.47508 | 0.15484 | 9.2906 | 0.058835 | 0.21368 | 0.4275 | 5.4834 | 5.907 | 0.21181 | 0.0039223 | 0.19612
450 | 0.80813 | 0.10775 | 0.00015385 | 0.47508 | 0.15484 | 9.2906 | 0.058982 | 0.21383 | 0.4278 | 5.487 | 5.9109 | 0.21195 | 0.0039249 | 0.19625
451 | 0.80992 | 0.10775 | 0.00015385 | 0.47508 | 0.15484 | 9.2906 | 0.059129 | 0.21397 | 0.42809 | 5.4907 | 5.9148 | 0.21209 | 0.0039275 | 0.19638
452 | 0.81172 | 0.10775 | 0.00015385 | 0.47508 | 0.15484 | 9.2906 | 0.059276 | 0.21412 | 0.42839 | 5.4943 | 5.9188 | 0.21223 | 0.0039301 | 0.19651
453 | 0.81351 | 0.10775 | 0.00015385 | 0.47508 | 0.15484 | 9.2906 | 0.059424 | 0.21427 | 0.42868 | 5.498 | 5.9227 | 0.21237 | 0.0039327 | 0.19664
454 | 0.81531 | 0.10775 | 0.00015385 | 0.47508 | 0.15484 | 9.2906 | 0.059573 | 0.21442 | 0.42898 | 5.5016 | 5.9266 | 0.21251 | 0.0039353 | 0.19677
455 | 0.8171 | 0.10775 | 0.00015385 | 0.47508 | 0.15484 | 9.2906 | 0.059722 | 0.21457 | 0.42928 | 5.5053 | 5.9306 | 0.21265 | 0.003938 | 0.1969
456 | 0.8189 | 0.10775 | 0.00015385 | 0.47508 | 0.15484 | 9.2906 | 0.059872 | 0.21472 | 0.42958 | 5.509 | 5.9346 | 0.21279 | 0.0039406 | 0.19703
457 | 0.8207 | 0.10775 | 0.00015385 | 0.47508 | 0.15484 | 9.2906 | 0.060022 | 0.21487 | 0.42988 | 5.5127 | 5.9386 | 0.21294 | 0.0039433 | 0.19716
458 | 0.82249 | 0.10775 | 0.00015385 | 0.47508 | 0.15484 | 9.2906 | 0.060173 | 0.21502 | 0.43019 | 5.5164 | 5.9426 | 0.21308 | 0.0039459 | 0.1973
459 | 0.82429 | 0.10775 | 0.00015385 | 0.47508 | 0.15484 | 9.2906 | 0.060325 | 0.21517 | 0.43049 | 5.5202 | 5.9466 | 0.21322 | 0.0039486 | 0.19743
460 | 0.82608 | 0.10775 | 0.00015385 | 0.47508 | 0.15484 | 9.2906 | 0.060477 | 0.21532 | 0.43079 | 5.5239 | 5.9506 | 0.21337 | 0.0039513 | 0.19756
461 | 0.82788 | 0.10775 | 0.00015385 | 0.47508 | 0.15484 | 9.2906 | 0.06063 | 0.21547 | 0.4311 | 5.5277 | 5.9547 | 0.21352 | 0.003954 | 0.1977
462 | 0.82968 | 0.10775 | 0.00015385 | 0.47508 | 0.15484 | 9.2906 | 0.060783 | 0.21563 | 0.43141 | 5.5314 | 5.9588 | 0.21366 | 0.0039567 | 0.19783
463 | 0.83147 | 0.10775 | 0.00015385 | 0.47508 | 0.15484 | 9.2906 | 0.060936 | 0.21578 | 0.43171 | 5.5352 | 5.9629 | 0.21381 | 0.0039594 | 0.19797
464 | 0.83327 | 0.10775 | 0.00015385 | 0.47508 | 0.15484 | 9.2906 | 0.061091 | 0.21593 | 0.43202 | 5.539 | 5.967 | 0.21395 | 0.0039621 | 0.19811
465 | 0.83506 | 0.10775 | 0.00015385 | 0.47508 | 0.15484 | 9.2906 | 0.061246 | 0.21609 | 0.43233 | 5.5429 | 5.9711 | 0.2141 | 0.0039649 | 0.19824
466 | 0.83686 | 0.10775 | 0.00015385 | 0.47508 | 0.15484 | 9.2906 | 0.061401 | 0.21624 | 0.43265 | 5.5467 | 5.9752 | 0.21425 | 0.0039676 | 0.19838
467 | 0.83865 | 0.10775 | 0.00015385 | 0.47508 | 0.15484 | 9.2906 | 0.061557 | 0.2164 | 0.43296 | 5.5505 | 5.9793 | 0.2144 | 0.0039703 | 0.19852
468 | 0.84045 | 0.10775 | 0.00015385 | 0.47508 | 0.15484 | 9.2906 | 0.061714 | 0.21656 | 0.43327 | 5.5544 | 5.9835 | 0.21455 | 0.0039731 | 0.19866
469 | 0.84225 | 0.10775 | 0.00015385 | 0.47508 | 0.15484 | 9.2906 | 0.061872 | 0.21671 | 0.43359 | 5.5583 | 5.9877 | 0.2147 | 0.0039759 | 0.19879
470 | 0.84404 | 0.10775 | 0.00015385 | 0.47508 | 0.15484 | 9.2906 | 0.062029 | 0.21687 | 0.4339 | 5.5622 | 5.9919 | 0.21485 | 0.0039787 | 0.19893
471 | 0.84584 | 0.10775 | 0.00015385 | 0.47508 | 0.15484 | 9.2906 | 0.062188 | 0.21703 | 0.43422 | 5.5661 | 5.9961 | 0.215 | 0.0039815 | 0.19907
472 | 0.84763 | 0.10775 | 0.00015385 | 0.47508 | 0.15484 | 9.2906 | 0.062347 | 0.21719 | 0.43454 | 5.57 | 6.0003 | 0.21515 | 0.0039843 | 0.19921
473 | 0.84943 | 0.10775 | 0.00015385 | 0.47508 | 0.15484 | 9.2906 | 0.062507 | 0.21735 | 0.43486 | 5.5739 | 6.0045 | 0.2153 | 0.0039871 | 0.19935
474 | 0.85123 | 0.10775 | 0.00015385 | 0.47508 | 0.15484 | 9.2906 | 0.062667 | 0.21751 | 0.43518 | 5.5779 | 6.0088 | 0.21546 | 0.0039899 | 0.1995
475 | 0.85302 | 0.10775 | 0.00015385 | 0.47508 | 0.15484 | 9.2906 | 0.062828 | 0.21767 | 0.43551 | 5.5819 | 6.0131 | 0.21561 | 0.0039927 | 0.19964
476 | 0.85482 | 0.10775 | 0.00015385 | 0.47508 | 0.15484 | 9.2906 | 0.06299 | 0.21783 | 0.43583 | 5.5858 | 6.0174 | 0.21576 | 0.0039956 | 0.19978
477 | 0.85661 | 0.10775 | 0.00015385 | 0.47508 | 0.15484 | 9.2906 | 0.063152 | 0.218 | 0.43615 | 5.5898 | 6.0217 | 0.21592 | 0.0039985 | 0.19992
478 | 0.85841 | 0.10775 | 0.00015385 | 0.47508 | 0.15484 | 9.2906 | 0.063315 | 0.21816 | 0.43648 | 5.5938 | 6.026 | 0.21607 | 0.0040013 | 0.20007
479 | 0.8602 | 0.10775 | 0.00015385 | 0.47508 | 0.15484 | 9.2906 | 0.063479 | 0.21832 | 0.43681 | 5.5979 | 6.0303 | 0.21623 | 0.0040042 | 0.20021
480 | 0.862 | 0.10775 | 0.00015385 | 0.47508 | 0.15484 | 9.2906 | 0.063643 | 0.21849 | 0.43714 | 5.6019 | 6.0347 | 0.21638 | 0.0040071 | 0.20035
481 | 0.8638 | 0.10775 | 0.00015385 | 0.47508 | 0.15484 | 9.2906 | 0.063807 | 0.21865 | 0.43747 | 5.606 | 6.0391 | 0.21654 | 0.00401 | 0.2005
482 | 0.86559 | 0.10775 | 0.00015385 | 0.47508 | 0.15484 | 9.2906 | 0.063973 | 0.21882 | 0.4378 | 5.61 | 6.0434 | 0.2167 | 0.0040129 | 0.20065
483 | 0.86739 | 0.10775 | 0.00015385 | 0.47508 | 0.15484 | 9.2906 | 0.064139 | 0.21898 | 0.43813 | 5.6141 | 6.0478 | 0.21685 | 0.0040158 | 0.20079
484 | 0.86918 | 0.10775 | 0.00015385 | 0.47508 | 0.15484 | 9.2906 | 0.064306 | 0.21915 | 0.43847 | 5.6182 | 6.0523 | 0.21701 | 0.0040188 | 0.20094
485 | 0.87098 | 0.10775 | 0.00015385 | 0.47508 | 0.15484 | 9.2906 | 0.064473 | 0.21932 | 0.4388 | 5.6224 | 6.0567 | 0.21717 | 0.0040217 | 0.20109
486 | 0.87278 | 0.10775 | 0.00015385 | 0.47508 | 0.15484 | 9.2906 | 0.064641 | 0.21948 | 0.43914 | 5.6265 | 6.0612 | 0.21733 | 0.0040247 | 0.20123
487 | 0.87457 | 0.10775 | 0.00015385 | 0.47508 | 0.15484 | 9.2906 | 0.06481 | 0.21965 | 0.43948 | 5.6306 | 6.0656 | 0.21749 | 0.0040276 | 0.20138
488 | 0.87637 | 0.10775 | 0.00015385 | 0.47508 | 0.15484 | 9.2906 | 0.064979 | 0.21982 | 0.43981 | 5.6348 | 6.0701 | 0.21765 | 0.0040306 | 0.20153
489 | 0.87816 | 0.10775 | 0.00015385 | 0.47508 | 0.15484 | 9.2906 | 0.065149 | 0.21999 | 0.44016 | 5.639 | 6.0746 | 0.21782 | 0.0040336 | 0.20168
490 | 0.87996 | 0.10775 | 0.00015385 | 0.47508 | 0.15484 | 9.2906 | 0.06532 | 0.22016 | 0.4405 | 5.6432 | 6.0792 | 0.21798 | 0.0040366 | 0.20183
491 | 0.88175 | 0.10775 | 0.00015385 | 0.47508 | 0.15484 | 9.2906 | 0.065491 | 0.22033 | 0.44084 | 5.6474 | 6.0837 | 0.21814 | 0.0040396 | 0.20198
492 | 0.88355 | 0.10775 | 0.00015385 | 0.47508 | 0.15484 | 9.2906 | 0.065663 | 0.22051 | 0.44119 | 5.6516 | 6.0883 | 0.2183 | 0.0040427 | 0.20213
493 | 0.88535 | 0.10775 | 0.00015385 | 0.47508 | 0.15484 | 9.2906 | 0.065836 | 0.22068 | 0.44153 | 5.6559 | 6.0928 | 0.21847 | 0.0040457 | 0.20229
494 | 0.88714 | 0.10775 | 0.00015385 | 0.47508 | 0.15484 | 9.2906 | 0.066009 | 0.22085 | 0.44188 | 5.6602 | 6.0974 | 0.21863 | 0.0040488 | 0.20244
495 | 0.88894 | 0.10775 | 0.00015385 | 0.47508 | 0.15484 | 9.2906 | 0.066183 | 0.22103 | 0.44223 | 5.6644 | 6.102 | 0.2188 | 0.0040518 | 0.20259
496 | 0.89073 | 0.10775 | 0.00015385 | 0.47508 | 0.15484 | 9.2906 | 0.066358 | 0.2212 | 0.44258 | 5.6687 | 6.1067 | 0.21896 | 0.0040549 | 0.20274
497 | 0.89253 | 0.10775 | 0.00015385 | 0.47508 | 0.15484 | 9.2906 | 0.066533 | 0.22138 | 0.44293 | 5.6731 | 6.1113 | 0.21913 | 0.004058 | 0.2029
498 | 0.89433 | 0.10775 | 0.00015385 | 0.47508 | 0.15484 | 9.2906 | 0.066709 | 0.22155 | 0.44328 | 5.6774 | 6.116 | 0.2193 | 0.0040611 | 0.20305
499 | 0.89612 | 0.10775 | 0.00015385 | 0.47508 | 0.15484 | 9.2906 | 0.066886 | 0.22173 | 0.44364 | 5.6817 | 6.1207 | 0.21947 | 0.0040642 | 0.20321
500 | 0.89792 | 0.10775 | 0.00015385 | 0.47508 | 0.15484 | 9.2906 | 0.067064 | 0.22191 | 0.44702 | 5.6861 | 6.1254 | 0.21964 | 0.0040673 | 0.20337
501 | 0.9 | 0.10988 | 0.00015385 | 0.47508 | 0.15791 | 9.3825 | 0.067207 | 0.22511 | 0.45344 | 5.6933 | 6.1331 | 0.21991 | 0.0040725 | 0.20362
502 | 0.90208 | 0.11202 | 0.00016923 | 0.47508 | 0.16098 | 9.5665 | 0.067351 | 0.22833 | 0.45986 | 5.7059 | 6.1467 | 0.2204 | 0.0040815 | 0.20408
503 | 0.90416 | 0.11415 | 0.00016923 | 0.47508 | 0.16404 | 9.7504 | 0.067495 | 0.23153 | 0.46628 | 5.7236 | 6.1658 | 0.22108 | 0.0040942 | 0.20471
504 | 0.90624 | 0.11628 | 0.00016923 | 0.47508 | 0.1671 | 9.9343 | 0.06764 | 0.23474 | 0.4727 | 5.746 | 6.1899 | 0.22195 | 0.0041102 | 0.20551
505 | 0.90832 | 0.11841 | 0.00016923 | 0.47508 | 0.17017 | 10.1182 | 0.067785 | 0.23795 | 0.47912 | 5.7727 | 6.2187 | 0.22298 | 0.0041293 | 0.20646
506 | 0.9104 | 0.12054 | 0.00018462 | 0.47509 | 0.17324 | 10.3021 | 0.067931 | 0.24117 | 0.48555 | 5.8035 | 6.2519 | 0.22417 | 0.0041513 | 0.20757
507 | 0.91248 | 0.12268 | 0.00018462 | 0.47509 | 0.1763 | 10.4861 | 0.068078 | 0.24438 | 0.49197 | 5.8381 | 6.2891 | 0.2255 | 0.004176 | 0.2088
508 | 0.91456 | 0.12481 | 0.00018462 | 0.47509 | 0.17937 | 10.67 | 0.068225 | 0.24759 | 0.49536 | 5.8761 | 6.33 | 0.22697 | 0.0042032 | 0.21016
509 | 0.91664 | 0.12481 | 0.00018462 | 0.47509 | 0.17937 | 10.7619 | 0.068408 | 0.24777 | 0.49573 | 5.9145 | 6.3714 | 0.22846 | 0.0042307 | 0.21154
510 | 0.91872 | 0.12481 | 0.00018462 | 0.47509 | 0.17937 | 10.7619 | 0.068592 | 0.24796 | 0.4961 | 5.9506 | 6.4103 | 0.22985 | 0.0042565 | 0.21282
511 | 0.9208 | 0.12481 | 0.00018462 | 0.47509 | 0.17937 | 10.7619 | 0.068777 | 0.24814 | 0.49647 | 5.9844 | 6.4467 | 0.23116 | 0.0042807 | 0.21403
512 | 0.92288 | 0.12481 | 0.00018462 | 0.47509 | 0.17937 | 10.7619 | 0.068962 | 0.24833 | 0.49684 | 6.0161 | 6.4808 | 0.23238 | 0.0043033 | 0.21517
513 | 0.92496 | 0.12481 | 0.00018462 | 0.47509 | 0.17937 | 10.7619 | 0.069149 | 0.24851 | 0.49721 | 6.0458 | 6.5129 | 0.23353 | 0.0043246 | 0.21623
514 | 0.92704 | 0.12481 | 0.00018462 | 0.47509 | 0.17937 | 10.7619 | 0.069336 | 0.2487 | 0.49759 | 6.0738 | 6.5431 | 0.23461 | 0.0043447 | 0.21723
515 | 0.92912 | 0.12481 | 0.00018462 | 0.47509 | 0.17937 | 10.7619 | 0.069523 | 0.24889 | 0.49797 | 6.1002 | 6.5714 | 0.23563 | 0.0043635 | 0.21817
516 | 0.9312 | 0.12481 | 0.00018462 | 0.47509 | 0.17937 | 10.7619 | 0.069712 | 0.24908 | 0.49834 | 6.125 | 6.5981 | 0.23659 | 0.0043812 | 0.21906
517 | 0.93328 | 0.12481 | 0.00018462 | 0.47509 | 0.17937 | 10.7619 | 0.069901 | 0.24927 | 0.49872 | 6.1483 | 6.6233 | 0.23749 | 0.0043979 | 0.2199
518 | 0.93536 | 0.12481 | 0.00018462 | 0.47509 | 0.17937 | 10.7619 | 0.070091 | 0.24946 | 0.4991 | 6.1704 | 6.647 | 0.23834 | 0.0044137 | 0.22069
519 | 0.93744 | 0.12481 | 0.00018462 | 0.47509 | 0.17937 | 10.7619 | 0.070282 | 0.24965 | 0.49949 | 6.1912 | 6.6695 | 0.23914 | 0.0044286 | 0.22143
520 | 0.93952 | 0.12481 | 0.00018462 | 0.47509 | 0.17937 | 10.7619 | 0.070474 | 0.24984 | 0.49987 | 6.2109 | 6.6907 | 0.2399 | 0.0044427 | 0.22213
521 | 0.9416 | 0.12481 | 0.00018462 | 0.47509 | 0.17937 | 10.7619 | 0.070666 | 0.25003 | 0.50026 | 6.2295 | 6.7107 | 0.24062 | 0.004456 | 0.2228
522 | 0.94368 | 0.12481 | 0.00018462 | 0.47509 | 0.17937 | 10.7619 | 0.070859 | 0.25022 | 0.50064 | 6.2471 | 6.7297 | 0.24131 | 0.0044686 | 0.22343
523 | 0.94576 | 0.12481 | 0.00018462 | 0.47509 | 0.17937 | 10.7619 | 0.071053 | 0.25042 | 0.50103 | 6.2639 | 6.7478 | 0.24195 | 0.0044806 | 0.22403
524 | 0.94784 | 0.12481 | 0.00018462 | 0.47509 | 0.17937 | 10.7619 | 0.071248 | 0.25061 | 0.50142 | 6.2798 | 6.7649 | 0.24257 | 0.004492 | 0.2246
525 | 0.94992 | 0.12481 | 0.00018462 | 0.47509 | 0.17937 | 10.7619 | 0.071444 | 0.25081 | 0.50181 | 6.2949 | 6.7812 | 0.24315 | 0.0045028 | 0.22514
526 | 0.952 | 0.12481 | 0.00018462 | 0.47509 | 0.17937 | 10.7619 | 0.07164 | 0.25101 | 0.50221 | 6.3093 | 6.7967 | 0.24371 | 0.0045131 | 0.22565
527 | 0.95408 | 0.12481 | 0.00018462 | 0.47509 | 0.17937 | 10.7619 | 0.071838 | 0.2512 | 0.5026 | 6.323 | 6.8115 | 0.24424 | 0.0045229 | 0.22615
528 | 0.95616 | 0.12481 | 0.00018462 | 0.47509 | 0.17937 | 10.7619 | 0.072036 | 0.2514 | 0.503 | 6.3361 | 6.8256 | 0.24474 | 0.0045323 | 0.22661
529 | 0.95824 | 0.12481 | 0.00018462 | 0.47509 | 0.17937 | 10.7619 | 0.072234 | 0.2516 | 0.5034 | 6.3487 | 6.8391 | 0.24523 | 0.0045413 | 0.22706
530 | 0.96032 | 0.12481 | 0.00018462 | 0.47509 | 0.17937 | 10.7619 | 0.072434 | 0.2518 | 0.5038 | 6.3607 | 6.8521 | 0.24569 | 0.0045499 | 0.22749
531 | 0.9624 | 0.12481 | 0.00018462 | 0.47509 | 0.17937 | 10.7619 | 0.072635 | 0.252 | 0.5042 | 6.3722 | 6.8645 | 0.24614 | 0.0045581 | 0.2279
532 | 0.96448 | 0.12481 | 0.00018462 | 0.47509 | 0.17937 | 10.7619 | 0.072836 | 0.2522 | 0.5046 | 6.3833 | 6.8764 | 0.24656 | 0.004566 | 0.2283
533 | 0.96656 | 0.12481 | 0.00018462 | 0.47509 | 0.17937 | 10.7619 | 0.073038 | 0.2524 | 0.50501 | 6.3939 | 6.8879 | 0.24698 | 0.0045736 | 0.22868
534 | 0.96864 | 0.12481 | 0.00018462 | 0.47509 | 0.17937 | 10.7619 | 0.073241 | 0.25261 | 0.50542 | 6.4042 | 6.899 | 0.24737 | 0.004581 | 0.22905
535 | 0.97072 | 0.12481 | 0.00018462 | 0.47509 | 0.17937 | 10.7619 | 0.073445 | 0.25281 | 0.50583 | 6.4141 | 6.9096 | 0.24776 | 0.0045881 | 0.2294
536 | 0.9728 | 0.12481 | 0.00018462 | 0.47509 | 0.17937 | 10.7619 | 0.07365 | 0.25301 | 0.50624 | 6.4237 | 6.9199 | 0.24813 | 0.0045949 | 0.22975
537 | 0.97488 | 0.12481 | 0.00018462 | 0.47509 | 0.17937 | 10.7619 | 0.073855 | 0.25322 | 0.50665 | 6.433 | 6.9299 | 0.24848 | 0.0046015 | 0.23008
538 | 0.97696 | 0.12481 | 0.00018462 | 0.47509 | 0.17937 | 10.7619 | 0.074062 | 0.25343 | 0.50706 | 6.4419 | 6.9396 | 0.24883 | 0.004608 | 0.2304
539 | 0.97904 | 0.12481 | 0.00018462 | 0.47509 | 0.17937 | 10.7619 | 0.074269 | 0.25363 | 0.50748 | 6.4507 | 6.949 | 0.24917 | 0.0046142 | 0.23071
540 | 0.98112 | 0.12481 | 0.00018462 | 0.47509 | 0.17937 | 10.7619 | 0.074477 | 0.25384 | 0.50789 | 6.4592 | 6.9581 | 0.2495 | 0.0046203 | 0.23101
541 | 0.9832 | 0.12481 | 0.00018462 | 0.47509 | 0.17937 | 10.7619 | 0.074686 | 0.25405 | 0.50831 | 6.4674 | 6.967 | 0.24981 | 0.0046262 | 0.23131
542 | 0.98528 | 0.12481 | 0.00018462 | 0.47509 | 0.17937 | 10.7619 | 0.074896 | 0.25426 | 0.50873 | 6.4755 | 6.9757 | 0.25013 | 0.004632 | 0.2316
543 | 0.98736 | 0.12481 | 0.00018462 | 0.47509 | 0.17937 | 10.7619 | 0.075107 | 0.25447 | 0.50916 | 6.4834 | 6.9842 | 0.25043 | 0.0046376 | 0.23188
544 | 0.98944 | 0.12481 | 0.00018462 | 0.47509 | 0.17937 | 10.7619 | 0.075319 | 0.25468 | 0.50958 | 6.4911 | 6.9925 | 0.25073 | 0.0046431 | 0.23216
545 | 0.99152 | 0.12481 | 0.00018462 | 0.47509 | 0.17937 | 10.7619 | 0.075531 | 0.2549 | 0.51001 | 6.4986 | 7.0006 | 0.25102 | 0.0046485 | 0.23242
546 | 0.9936 | 0.12481 | 0.00018462 | 0.47509 | 0.17937 | 10.7619 | 0.075745 | 0.25511 | 0.51043 | 6.506 | 7.0086 | 0.2513 | 0.0046538 | 0.23269
547 | 0.99568 | 0.12481 | 0.00018462 | 0.47509 | 0.17937 | 10.7619 | 0.075959 | 0.25532 | 0.51086 | 6.5133 | 7.0164 | 0.25159 | 0.004659 | 0.23295
548 | 0.99776 | 0.12481 | 0.00018462 | 0.47509 | 0.17937 | 10.7619 | 0.076175 | 0.25554 | 0.5113 | 6.5204 | 7.0241 | 0.25186 | 0.0046641 | 0.2332
549 | 0.99984 | 0.12481 | 0.00018462 | 0.47509 | 0.17937 | 10.7619 | 0.076391 | 0.25576 | 0.51173 | 6.5274 | 7.0317 | 0.25213 | 0.0046691 | 0.23346
550 | 1.0019 | 0.12481 | 0.00018462 | 0.47509 | 0.17937 | 10.7619 | 0.076608 | 0.25597 | 0.51216 | 6.5344 | 7.0392 | 0.2524 | 0.0046741 | 0.2337
551 | 1.004 | 0.12481 | 0.00018462 | 0.47509 | 0.17937 | 10.7619 | 0.076826 | 0.25619 | 0.5126 | 6.5412 | 7.0465 | 0.25266 | 0.004679 | 0.23395
552 | 1.0061 | 0.12481 | 0.00018462 | 0.47509 | 0.17937 | 10.7619 | 0.077045 | 0.25641 | 0.51304 | 6.5479 | 7.0538 | 0.25293 | 0.0046838 | 0.23419
553 | 1.0082 | 0.12481 | 0.00018462 | 0.47509 | 0.17937 | 10.7619 | 0.077265 | 0.25663 | 0.51348 | 6.5546 | 7.061 | 0.25318 | 0.0046886 | 0.23443
554 | 1.0102 | 0.12481 | 0.00018462 | 0.47509 | 0.17937 | 10.7619 | 0.077486 | 0.25685 | 0.51392 | 6.5612 | 7.0681 | 0.25344 | 0.0046933 | 0.23466
555 | 1.0123 | 0.12481 | 0.00018462 | 0.47509 | 0.17937 | 10.7619 | 0.077708 | 0.25707 | 0.51437 | 6.5678 | 7.0752 | 0.25369 | 0.004698 | 0.2349
556 | 1.0144 | 0.12481 | 0.00018462 | 0.47509 | 0.17937 | 10.7619 | 0.077931 | 0.2573 | 0.51482 | 6.5743 | 7.0821 | 0.25394 | 0.0047026 | 0.23513
557 | 1.0165 | 0.12481 | 0.00018462 | 0.47509 | 0.17937 | 10.7619 | 0.078155 | 0.25752 | 0.51526 | 6.5807 | 7.0891 | 0.25419 | 0.0047072 | 0.23536
558 | 1.0186 | 0.12481 | 0.00018462 | 0.47509 | 0.17937 | 10.7619 | 0.078379 | 0.25774 | 0.51571 | 6.5871 | 7.096 | 0.25444 | 0.0047118 | 0.23559
559 | 1.0206 | 0.12481 | 0.00018462 | 0.47509 | 0.17937 | 10.7619 | 0.078605 | 0.25797 | 0.51617 | 6.5934 | 7.1028 | 0.25468 | 0.0047163 | 0.23582
560 | 1.0227 | 0.12481 | 0.00018462 | 0.47509 | 0.17937 | 10.7619 | 0.078832 | 0.2582 | 0.51662 | 6.5998 | 7.1096 | 0.25493 | 0.0047209 | 0.23604
561 | 1.0248 | 0.12481 | 0.00018462 | 0.47509 | 0.17937 | 10.7619 | 0.079059 | 0.25842 | 0.51708 | 6.606 | 7.1164 | 0.25517 | 0.0047253 | 0.23627
562 | 1.0269 | 0.12481 | 0.00018462 | 0.47509 | 0.17937 | 10.7619 | 0.079288 | 0.25865 | 0.51754 | 6.6123 | 7.1231 | 0.25541 | 0.0047298 | 0.23649
563 | 1.029 | 0.12481 | 0.00018462 | 0.47509 | 0.17937 | 10.7619 | 0.079518 | 0.25888 | 0.518 | 6.6185 | 7.1298 | 0.25565 | 0.0047343 | 0.23671
564 | 1.031 | 0.12481 | 0.00018462 | 0.47509 | 0.17937 | 10.7619 | 0.079748 | 0.25911 | 0.51846 | 6.6247 | 7.1365 | 0.25589 | 0.0047387 | 0.23694
565 | 1.0331 | 0.12481 | 0.00018462 | 0.47509 | 0.17937 | 10.7619 | 0.07998 | 0.25935 | 0.51892 | 6.6309 | 7.1432 | 0.25613 | 0.0047432 | 0.23716
566 | 1.0352 | 0.12481 | 0.00018462 | 0.47509 | 0.17937 | 10.7619 | 0.080213 | 0.25958 | 0.51939 | 6.6371 | 7.1499 | 0.25637 | 0.0047476 | 0.23738
567 | 1.0373 | 0.12481 | 0.00018462 | 0.47509 | 0.17937 | 10.7619 | 0.080446 | 0.25981 | 0.51986 | 6.6433 | 7.1565 | 0.25661 | 0.004752 | 0.2376
568 | 1.0394 | 0.12481 | 0.00018462 | 0.47509 | 0.17937 | 10.7619 | 0.080681 | 0.26005 | 0.52033 | 6.6495 | 7.1632 | 0.25685 | 0.0047564 | 0.23782
569 | 1.0414 | 0.12481 | 0.00018462 | 0.47509 | 0.17937 | 10.7619 | 0.080917 | 0.26028 | 0.5208 | 6.6556 | 7.1698 | 0.25708 | 0.0047608 | 0.23804
570 | 1.0435 | 0.12481 | 0.00018462 | 0.47509 | 0.17937 | 10.7619 | 0.081154 | 0.26052 | 0.52128 | 6.6618 | 7.1764 | 0.25732 | 0.0047652 | 0.23826
571 | 1.0456 | 0.12481 | 0.00018462 | 0.47509 | 0.17937 | 10.7619 | 0.081391 | 0.26076 | 0.52175 | 6.6679 | 7.1831 | 0.25756 | 0.0047696 | 0.23848
572 | 1.0477 | 0.12481 | 0.00018462 | 0.47509 | 0.17937 | 10.7619 | 0.08163 | 0.261 | 0.52223 | 6.6741 | 7.1897 | 0.2578 | 0.004774 | 0.2387
573 | 1.0498 | 0.12481 | 0.00018462 | 0.47509 | 0.17937 | 10.7619 | 0.08187 | 0.26124 | 0.52271 | 6.6803 | 7.1963 | 0.25804 | 0.0047784 | 0.23892
574 | 1.0518 | 0.12481 | 0.00018462 | 0.47509 | 0.17937 | 10.7619 | 0.082111 | 0.26148 | 0.52319 | 6.6864 | 7.203 | 0.25827 | 0.0047828 | 0.23914
575 | 1.0539 | 0.12481 | 0.00018462 | 0.47509 | 0.17937 | 10.7619 | 0.082353 | 0.26172 | 0.52368 | 6.6926 | 7.2096 | 0.25851 | 0.0047873 | 0.23936
576 | 1.056 | 0.12481 | 0.00018462 | 0.47509 | 0.17937 | 10.7619 | 0.082596 | 0.26196 | 0.52417 | 6.6988 | 7.2163 | 0.25875 | 0.0047917 | 0.23958
577 | 1.0581 | 0.12481 | 0.00018462 | 0.47509 | 0.17937 | 10.7619 | 0.082841 | 0.26221 | 0.52466 | 6.705 | 7.2229 | 0.25899 | 0.0047961 | 0.23981
578 | 1.0602 | 0.12481 | 0.00018462 | 0.47509 | 0.17937 | 10.7619 | 0.083086 | 0.26245 | 0.52515 | 6.7112 | 7.2296 | 0.25923 | 0.0048005 | 0.24003
579 | 1.0622 | 0.12481 | 0.00018462 | 0.47509 | 0.17937 | 10.7619 | 0.083332 | 0.2627 | 0.52564 | 6.7174 | 7.2363 | 0.25947 | 0.004805 | 0.24025
580 | 1.0643 | 0.12481 | 0.00018462 | 0.47509 | 0.17937 | 10.7619 | 0.08358 | 0.26294 | 0.52614 | 6.7236 | 7.243 | 0.25971 | 0.0048094 | 0.24047
581 | 1.0664 | 0.12481 | 0.00018462 | 0.47509 | 0.17937 | 10.7619 | 0.083828 | 0.26319 | 0.52664 | 6.7298 | 7.2497 | 0.25995 | 0.0048139 | 0.24069
582 | 1.0685 | 0.12481 | 0.00018462 | 0.47509 | 0.17937 | 10.7619 | 0.084078 | 0.26344 | 0.52714 | 6.7361 | 7.2565 | 0.26019 | 0.0048184 | 0.24092
583 | 1.0706 | 0.12481 | 0.00018462 | 0.47509 | 0.17937 | 10.7619 | 0.084329 | 0.26369 | 0.52764 | 6.7423 | 7.2632 | 0.26043 | 0.0048228 | 0.24114
584 | 1.0727 | 0.12481 | 0.00018462 | 0.47509 | 0.17937 | 10.7619 | 0.084581 | 0.26395 | 0.52814 | 6.7486 | 7.27 | 0.26068 | 0.0048273 | 0.24137
585 | 1.0747 | 0.12481 | 0.00018462 | 0.47509 | 0.17937 | 10.7619 | 0.084834 | 0.2642 | 0.52865 | 6.7549 | 7.2768 | 0.26092 | 0.0048319 | 0.24159
586 | 1.0768 | 0.12481 | 0.00018462 | 0.47509 | 0.17937 | 10.7619 | 0.085088 | 0.26445 | 0.52916 | 6.7613 | 7.2836 | 0.26116 | 0.0048364 | 0.24182
587 | 1.0789 | 0.12481 | 0.00018462 | 0.47509 | 0.17937 | 10.7619 | 0.085343 | 0.26471 | 0.52967 | 6.7676 | 7.2904 | 0.26141 | 0.0048409 | 0.24205
588 | 1.081 | 0.12481 | 0.00018462 | 0.47509 | 0.17937 | 10.7619 | 0.0856 | 0.26496 | 0.53019 | 6.774 | 7.2973 | 0.26166 | 0.0048455 | 0.24227
589 | 1.0831 | 0.12481 | 0.00018462 | 0.47509 | 0.17937 | 10.7619 | 0.085857 | 0.26522 | 0.5307 | 6.7803 | 7.3041 | 0.2619 | 0.00485 | 0.2425
590 | 1.0851 | 0.12481 | 0.00018462 | 0.47509 | 0.17937 | 10.7619 | 0.086116 | 0.26548 | 0.53122 | 6.7868 | 7.311 | 0.26215 | 0.0048546 | 0.24273
591 | 1.0872 | 0.12481 | 0.00018462 | 0.47509 | 0.17937 | 10.7619 | 0.086376 | 0.26574 | 0.53174 | 6.7932 | 7.318 | 0.2624 | 0.0048592 | 0.24296
592 | 1.0893 | 0.12481 | 0.00018462 | 0.47509 | 0.17937 | 10.7619 | 0.086637 | 0.266 | 0.53227 | 6.7996 | 7.3249 | 0.26265 | 0.0048638 | 0.24319
593 | 1.0914 | 0.12481 | 0.00018462 | 0.47509 | 0.17937 | 10.7619 | 0.086899 | 0.26626 | 0.53279 | 6.8061 | 7.3319 | 0.2629 | 0.0048685 | 0.24342
594 | 1.0935 | 0.12481 | 0.00018462 | 0.47509 | 0.17937 | 10.7619 | 0.087163 | 0.26653 | 0.53332 | 6.8126 | 7.3389 | 0.26315 | 0.0048731 | 0.24366
595 | 1.0955 | 0.12481 | 0.00018462 | 0.47509 | 0.17937 | 10.7619 | 0.087428 | 0.26679 | 0.53385 | 6.8191 | 7.3459 | 0.2634 | 0.0048778 | 0.24389
596 | 1.0976 | 0.12481 | 0.00018462 | 0.47509 | 0.17937 | 10.7619 | 0.087694 | 0.26706 | 0.53438 | 6.8257 | 7.353 | 0.26365 | 0.0048825 | 0.24412
597 | 1.0997 | 0.12481 | 0.00018462 | 0.47509 | 0.17937 | 10.7619 | 0.087961 | 0.26733 | 0.53492 | 6.8322 | 7.3601 | 0.26391 | 0.0048872 | 0.24436
598 | 1.1018 | 0.12481 | 0.00018462 | 0.47509 | 0.17937 | 10.7619 | 0.088229 | 0.26759 | 0.53546 | 6.8388 | 7.3672 | 0.26416 | 0.0048919 | 0.24459
599 | 1.1039 | 0.12481 | 0.00018462 | 0.47509 | 0.17937 | 10.7619 | 0.088499 | 0.26786 | 0.536 | 6.8455 | 7.3743 | 0.26442 | 0.0048966 | 0.24483
600 | 1.1059 | 0.12481 | 0.00018462 | 0.47509 | 0.17937 | 10.7619 | 0.08877 | 0.26813 | 0.5461 | 6.8521 | 7.3815 | 0.26467 | 0.0049014 | 0.24507
601 | 1.1089 | 0.13156 | 0.0002 | 0.4751 | 0.18907 | 11.0531 | 0.088895 | 0.27797 | 0.56576 | 6.8677 | 7.3982 | 0.26527 | 0.0049125 | 0.24562
602 | 1.1119 | 0.13832 | 0.0002 | 0.4751 | 0.19878 | 11.6355 | 0.08902 | 0.2878 | 0.58543 | 6.9004 | 7.4334 | 0.26654 | 0.0049359 | 0.24679
603 | 1.1149 | 0.14507 | 0.00021538 | 0.47511 | 0.20849 | 12.2179 | 0.089145 | 0.29763 | 0.6051 | 6.949 | 7.4858 | 0.26841 | 0.0049706 | 0.24853
604 | 1.1179 | 0.15182 | 0.00023077 | 0.47512 | 0.21819 | 12.8004 | 0.089271 | 0.30747 | 0.62476 | 7.0123 | 7.5541 | 0.27086 | 0.005016 | 0.2508
605 | 1.1208 | 0.15857 | 0.00023077 | 0.47512 | 0.2279 | 13.3828 | 0.089397 | 0.3173 | 0.64443 | 7.0894 | 7.6371 | 0.27384 | 0.0050711 | 0.25356
606 | 1.1238 | 0.16533 | 0.00024615 | 0.47512 | 0.23761 | 13.9652 | 0.089524 | 0.32713 | 0.6641 | 7.1792 | 7.7338 | 0.27731 | 0.0051354 | 0.25677
607 | 1.1268 | 0.17208 | 0.00026154 | 0.47513 | 0.24732 | 14.5478 | 0.089651 | 0.33697 | 0.68377 | 7.2809 | 7.8433 | 0.28123 | 0.005208 | 0.2604
608 | 1.1298 | 0.17883 | 0.00026154 | 0.47513 | 0.25702 | 15.1302 | 0.089778 | 0.3468 | 0.69388 | 7.3935 | 7.9646 | 0.28558 | 0.0052886 | 0.26443
609 | 1.1328 | 0.17883 | 0.00026154 | 0.47513 | 0.25702 | 15.4214 | 0.090057 | 0.34708 | 0.69444 | 7.5074 | 8.0873 | 0.28998 | 0.0053701 | 0.2685
610 | 1.1357 | 0.17883 | 0.00026154 | 0.47513 | 0.25702 | 15.4214 | 0.090337 | 0.34736 | 0.695 | 7.6136 | 8.2018 | 0.29409 | 0.0054461 | 0.2723
611 | 1.1387 | 0.17883 | 0.00026154 | 0.47513 | 0.25702 | 15.4214 | 0.090618 | 0.34764 | 0.69557 | 7.7128 | 8.3086 | 0.29792 | 0.005517 | 0.27585
612 | 1.1417 | 0.17883 | 0.00026154 | 0.47513 | 0.25702 | 15.4214 | 0.090901 | 0.34792 | 0.69613 | 7.8054 | 8.4084 | 0.30149 | 0.0055832 | 0.27916
613 | 1.1447 | 0.17883 | 0.00026154 | 0.47513 | 0.25702 | 15.4214 | 0.091184 | 0.34821 | 0.6967 | 7.8918 | 8.5015 | 0.30483 | 0.0056451 | 0.28225
614 | 1.1477 | 0.17883 | 0.00026154 | 0.47513 | 0.25702 | 15.4214 | 0.09147 | 0.34849 | 0.69727 | 7.9726 | 8.5885 | 0.30796 | 0.0057029 | 0.28514
615 | 1.1506 | 0.17883 | 0.00026154 | 0.47513 | 0.25702 | 15.4214 | 0.091756 | 0.34878 | 0.69785 | 8.0481 | 8.6699 | 0.31087 | 0.0057569 | 0.28785
616 | 1.1536 | 0.17883 | 0.00026154 | 0.47513 | 0.25702 | 15.4214 | 0.092044 | 0.34907 | 0.69842 | 8.1188 | 8.746 | 0.3136 | 0.0058074 | 0.29037
617 | 1.1566 | 0.17883 | 0.00026154 | 0.47513 | 0.25702 | 15.4214 | 0.092333 | 0.34936 | 0.699 | 8.1849 | 8.8172 | 0.31616 | 0.0058547 | 0.29274
618 | 1.1596 | 0.17883 | 0.00026154 | 0.47513 | 0.25702 | 15.4214 | 0.092624 | 0.34965 | 0.69959 | 8.2468 | 8.8839 | 0.31855 | 0.005899 | 0.29495
619 | 1.1626 | 0.17883 | 0.00026154 | 0.47513 | 0.25702 | 15.4214 | 0.092916 | 0.34994 | 0.70017 | 8.3048 | 8.9464 | 0.32079 | 0.0059405 | 0.29703
620 | 1.1655 | 0.17883 | 0.00026154 | 0.47513 | 0.25702 | 15.4214 | 0.093209 | 0.35023 | 0.70076 | 8.3592 | 9.005 | 0.32289 | 0.0059794 | 0.29897
621 | 1.1685 | 0.17883 | 0.00026154 | 0.47513 | 0.25702 | 15.4214 | 0.093504 | 0.35053 | 0.70135 | 8.4103 | 9.06 | 0.32486 | 0.0060159 | 0.3008
622 | 1.1715 | 0.17883 | 0.00026154 | 0.47513 | 0.25702 | 15.4214 | 0.0938 | 0.35082 | 0.70194 | 8.4582 | 9.1116 | 0.32671 | 0.0060502 | 0.30251
623 | 1.1745 | 0.17883 | 0.00026154 | 0.47513 | 0.25702 | 15.4214 | 0.094098 | 0.35112 | 0.70254 | 8.5032 | 9.1601 | 0.32845 | 0.0060824 | 0.30412
624 | 1.1775 | 0.17883 | 0.00026154 | 0.47513 | 0.25702 | 15.4214 | 0.094396 | 0.35142 | 0.70314 | 8.5456 | 9.2058 | 0.33009 | 0.0061127 | 0.30564
625 | 1.1804 | 0.17883 | 0.00026154 | 0.47513 | 0.25702 | 15.4214 | 0.094697 | 0.35172 | 0.70374 | 8.5855 | 9.2487 | 0.33163 | 0.0061413 | 0.30706
626 | 1.1834 | 0.17883 | 0.00026154 | 0.47513 | 0.25702 | 15.4214 | 0.094999 | 0.35202 | 0.70435 | 8.6231 | 9.2892 | 0.33308 | 0.0061681 | 0.30841
627 | 1.1864 | 0.17883 | 0.00026154 | 0.47513 | 0.25702 | 15.4214 | 0.095302 | 0.35233 | 0.70496 | 8.6585 | 9.3274 | 0.33445 | 0.0061935 | 0.30967
628 | 1.1894 | 0.17883 | 0.00026154 | 0.47513 | 0.25702 | 15.4214 | 0.095607 | 0.35263 | 0.70557 | 8.692 | 9.3635 | 0.33574 | 0.0062174 | 0.31087
629 | 1.1924 | 0.17883 | 0.00026154 | 0.47513 | 0.25702 | 15.4214 | 0.095913 | 0.35294 | 0.70618 | 8.7236 | 9.3975 | 0.33696 | 0.0062401 | 0.312
630 | 1.1953 | 0.17883 | 0.00026154 | 0.47513 | 0.25702 | 15.4214 | 0.096221 | 0.35324 | 0.7068 | 8.7536 | 9.4298 | 0.33812 | 0.0062615 | 0.31307
631 | 1.1983 | 0.17883 | 0.00026154 | 0.47513 | 0.25702 | 15.4214 | 0.09653 | 0.35355 | 0.70742 | 8.7819 | 9.4604 | 0.33922 | 0.0062818 | 0.31409
632 | 1.2013 | 0.17883 | 0.00026154 | 0.47513 | 0.25702 | 15.4214 | 0.09684 | 0.35386 | 0.70804 | 8.8088 | 9.4893 | 0.34026 | 0.006301 | 0.31505
633 | 1.2043 | 0.17883 | 0.00026154 | 0.47513 | 0.25702 | 15.4214 | 0.097152 | 0.35418 | 0.70867 | 8.8344 | 9.5169 | 0.34124 | 0.0063193 | 0.31597
634 | 1.2073 | 0.17883 | 0.00026154 | 0.47513 | 0.25702 | 15.4214 | 0.097466 | 0.35449 | 0.70929 | 8.8587 | 9.5431 | 0.34218 | 0.0063367 | 0.31683
635 | 1.2103 | 0.17883 | 0.00026154 | 0.47513 | 0.25702 | 15.4214 | 0.097781 | 0.3548 | 0.70993 | 8.8818 | 9.568 | 0.34308 | 0.0063532 | 0.31766
636 | 1.2132 | 0.17883 | 0.00026154 | 0.47513 | 0.25702 | 15.4214 | 0.098098 | 0.35512 | 0.71056 | 8.9039 | 9.5918 | 0.34393 | 0.006369 | 0.31845
637 | 1.2162 | 0.17883 | 0.00026154 | 0.47513 | 0.25702 | 15.4214 | 0.098416 | 0.35544 | 0.7112 | 8.925 | 9.6145 | 0.34474 | 0.0063841 | 0.31921
638 | 1.2192 | 0.17883 | 0.00026154 | 0.47513 | 0.25702 | 15.4214 | 0.098736 | 0.35576 | 0.71184 | 8.9451 | 9.6362 | 0.34552 | 0.0063985 | 0.31993
639 | 1.2222 | 0.17883 | 0.00026154 | 0.47513 | 0.25702 | 15.4214 | 0.099057 | 0.35608 | 0.71248 | 8.9644 | 9.657 | 0.34627 | 0.0064123 | 0.32062
640 | 1.2252 | 0.17883 | 0.00026154 | 0.47513 | 0.25702 | 15.4214 | 0.09938 | 0.3564 | 0.71313 | 8.983 | 9.6769 | 0.34698 | 0.0064256 | 0.32128
641 | 1.2281 | 0.17883 | 0.00026154 | 0.47513 | 0.25702 | 15.4214 | 0.099705 | 0.35673 | 0.71378 | 9.0008 | 9.6961 | 0.34767 | 0.0064383 | 0.32192
642 | 1.2311 | 0.17883 | 0.00026154 | 0.47513 | 0.25702 | 15.4214 | 0.10003 | 0.35705 | 0.71444 | 9.0179 | 9.7145 | 0.34833 | 0.0064506 | 0.32253
643 | 1.2341 | 0.17883 | 0.00026154 | 0.47513 | 0.25702 | 15.4214 | 0.10036 | 0.35738 | 0.71509 | 9.0344 | 9.7323 | 0.34897 | 0.0064624 | 0.32312
644 | 1.2371 | 0.17883 | 0.00026154 | 0.47513 | 0.25702 | 15.4214 | 0.10069 | 0.35771 | 0.71575 | 9.0503 | 9.7495 | 0.34958 | 0.0064738 | 0.32369
645 | 1.2401 | 0.17883 | 0.00026154 | 0.47513 | 0.25702 | 15.4214 | 0.10102 | 0.35804 | 0.71642 | 9.0657 | 9.7661 | 0.35018 | 0.0064848 | 0.32424
646 | 1.243 | 0.17883 | 0.00026154 | 0.47513 | 0.25702 | 15.4214 | 0.10135 | 0.35837 | 0.71708 | 9.0806 | 9.7821 | 0.35075 | 0.0064954 | 0.32477
647 | 1.246 | 0.17883 | 0.00026154 | 0.47513 | 0.25702 | 15.4214 | 0.10169 | 0.35871 | 0.71775 | 9.0951 | 9.7977 | 0.35131 | 0.0065058 | 0.32529
648 | 1.249 | 0.17883 | 0.00026154 | 0.47513 | 0.25702 | 15.4214 | 0.10202 | 0.35904 | 0.71843 | 9.1091 | 9.8128 | 0.35185 | 0.0065158 | 0.32579
649 | 1.252 | 0.17883 | 0.00026154 | 0.47513 | 0.25702 | 15.4214 | 0.10236 | 0.35938 | 0.7191 | 9.1228 | 9.8275 | 0.35238 | 0.0065256 | 0.32628
650 | 1.255 | 0.17883 | 0.00026154 | 0.47513 | 0.25702 | 15.4214 | 0.1027 | 0.35972 | 0.71978 | 9.1361 | 9.8419 | 0.3529 | 0.0065351 | 0.32676
651 | 1.2579 | 0.17883 | 0.00026154 | 0.47513 | 0.25702 | 15.4214 | 0.10304 | 0.36006 | 0.72047 | 9.1491 | 9.8559 | 0.3534 | 0.0065444 | 0.32722
652 | 1.2609 | 0.17883 | 0.00026154 | 0.47513 | 0.25702 | 15.4214 | 0.10338 | 0.36041 | 0.72115 | 9.1618 | 9.8695 | 0.35389 | 0.0065535 | 0.32767
653 | 1.2639 | 0.17883 | 0.00026154 | 0.47513 | 0.25702 | 15.4214 | 0.10373 | 0.36075 | 0.72184 | 9.1742 | 9.8829 | 0.35437 | 0.0065624 | 0.32812
654 | 1.2669 | 0.17883 | 0.00026154 | 0.47513 | 0.25702 | 15.4214 | 0.10407 | 0.3611 | 0.72254 | 9.1864 | 9.896 | 0.35484 | 0.0065711 | 0.32855
655 | 1.2699 | 0.17883 | 0.00026154 | 0.47513 | 0.25702 | 15.4214 | 0.10442 | 0.36144 | 0.72324 | 9.1983 | 9.9089 | 0.3553 | 0.0065796 | 0.32898
656 | 1.2728 | 0.17883 | 0.00026154 | 0.47513 | 0.25702 | 15.4214 | 0.10477 | 0.36179 | 0.72394 | 9.21 | 9.9215 | 0.35575 | 0.006588 | 0.3294
657 | 1.2758 | 0.17883 | 0.00026154 | 0.47513 | 0.25702 | 15.4214 | 0.10512 | 0.36214 | 0.72464 | 9.2216 | 9.934 | 0.3562 | 0.0065963 | 0.32981
658 | 1.2788 | 0.17883 | 0.00026154 | 0.47513 | 0.25702 | 15.4214 | 0.10547 | 0.3625 | 0.72535 | 9.2329 | 9.9462 | 0.35664 | 0.0066044 | 0.33022
659 | 1.2818 | 0.17883 | 0.00026154 | 0.47513 | 0.25702 | 15.4214 | 0.10583 | 0.36285 | 0.72606 | 9.2441 | 9.9583 | 0.35707 | 0.0066124 | 0.33062
660 | 1.2848 | 0.17883 | 0.00026154 | 0.47513 | 0.25702 | 15.4214 | 0.10619 | 0.36321 | 0.72678 | 9.2552 | 9.9702 | 0.3575 | 0.0066203 | 0.33102
661 | 1.2877 | 0.17883 | 0.00026154 | 0.47513 | 0.25702 | 15.4214 | 0.10654 | 0.36357 | 0.72749 | 9.2661 | 9.982 | 0.35792 | 0.0066281 | 0.33141
662 | 1.2907 | 0.17883 | 0.00026154 | 0.47513 | 0.25702 | 15.4214 | 0.1069 | 0.36393 | 0.72822 | 9.277 | 9.9936 | 0.35834 | 0.0066359 | 0.33179
663 | 1.2937 | 0.17883 | 0.00026154 | 0.47513 | 0.25702 | 15.4214 | 0.10727 | 0.36429 | 0.72894 | 9.2877 | 10.0052 | 0.35875 | 0.0066435 | 0.33218
664 | 1.2967 | 0.17883 | 0.00026154 | 0.47513 | 0.25702 | 15.4214 | 0.10763 | 0.36465 | 0.72967 | 9.2983 | 10.0166 | 0.35916 | 0.0066511 | 0.33256
665 | 1.2997 | 0.17883 | 0.00026154 | 0.47513 | 0.25702 | 15.4214 | 0.108 | 0.36502 | 0.73041 | 9.3088 | 10.028 | 0.35957 | 0.0066587 | 0.33293
666 | 1.3026 | 0.17883 | 0.00026154 | 0.47513 | 0.25702 | 15.4214 | 0.10836 | 0.36539 | 0.73114 | 9.3193 | 10.0392 | 0.35997 | 0.0066662 | 0.33331
667 | 1.3056 | 0.17883 | 0.00026154 | 0.47513 | 0.25702 | 15.4214 | 0.10873 | 0.36576 | 0.73188 | 9.3297 | 10.0504 | 0.36037 | 0.0066736 | 0.33368
668 | 1.3086 | 0.17883 | 0.00026154 | 0.47513 | 0.25702 | 15.4214 | 0.1091 | 0.36613 | 0.73263 | 9.34 | 10.0616 | 0.36077 | 0.006681 | 0.33405
669 | 1.3116 | 0.17883 | 0.00026154 | 0.47513 | 0.25702 | 15.4214 | 0.10948 | 0.3665 | 0.73338 | 9.3503 | 10.0727 | 0.36117 | 0.0066883 | 0.33442
670 | 1.3146 | 0.17883 | 0.00026154 | 0.47513 | 0.25702 | 15.4214 | 0.10985 | 0.36688 | 0.73413 | 9.3606 | 10.0837 | 0.36157 | 0.0066957 | 0.33478
671 | 1.3176 | 0.17883 | 0.00026154 | 0.47513 | 0.25702 | 15.4214 | 0.11023 | 0.36725 | 0.73489 | 9.3708 | 10.0947 | 0.36196 | 0.006703 | 0.33515
672 | 1.3205 | 0.17883 | 0.00026154 | 0.47513 | 0.25702 | 15.4214 | 0.11061 | 0.36763 | 0.73565 | 9.3809 | 10.1056 | 0.36235 | 0.0067103 | 0.33551
673 | 1.3235 | 0.17883 | 0.00026154 | 0.47513 | 0.25702 | 15.4214 | 0.11099 | 0.36801 | 0.73641 | 9.3911 | 10.1166 | 0.36275 | 0.0067175 | 0.33588
674 | 1.3265 | 0.17883 | 0.00026154 | 0.47513 | 0.25702 | 15.4214 | 0.11137 | 0.3684 | 0.73718 | 9.4012 | 10.1275 | 0.36314 | 0.0067248 | 0.33624
675 | 1.3295 | 0.17883 | 0.00026154 | 0.47513 | 0.25702 | 15.4214 | 0.11176 | 0.36878 | 0.73795 | 9.4113 | 10.1384 | 0.36353 | 0.006732 | 0.3366
676 | 1.3325 | 0.17883 | 0.00026154 | 0.47513 | 0.25702 | 15.4214 | 0.11215 | 0.36917 | 0.73873 | 9.4215 | 10.1493 | 0.36392 | 0.0067392 | 0.33696
677 | 1.3354 | 0.17883 | 0.00026154 | 0.47513 | 0.25702 | 15.4214 | 0.11253 | 0.36956 | 0.73951 | 9.4316 | 10.1602 | 0.36431 | 0.0067465 | 0.33732
678 | 1.3384 | 0.17883 | 0.00026154 | 0.47513 | 0.25702 | 15.4214 | 0.11293 | 0.36995 | 0.74029 | 9.4417 | 10.1711 | 0.3647 | 0.0067537 | 0.33769
679 | 1.3414 | 0.17883 | 0.00026154 | 0.47513 | 0.25702 | 15.4214 | 0.11332 | 0.37034 | 0.74108 | 9.4518 | 10.182 | 0.36509 | 0.0067609 | 0.33805
680 | 1.3444 | 0.17883 | 0.00026154 | 0.47513 | 0.25702 | 15.4214 | 0.11371 | 0.37074 | 0.74187 | 9.4619 | 10.1929 | 0.36548 | 0.0067682 | 0.33841
681 | 1.3474 | 0.17883 | 0.00026154 | 0.47513 | 0.25702 | 15.4214 | 0.11411 | 0.37113 | 0.74267 | 9.472 | 10.2038 | 0.36587 | 0.0067754 | 0.33877
682 | 1.3503 | 0.17883 | 0.00026154 | 0.47513 | 0.25702 | 15.4214 | 0.11451 | 0.37153 | 0.74347 | 9.4822 | 10.2147 | 0.36626 | 0.0067827 | 0.33913
683 | 1.3533 | 0.17883 | 0.00026154 | 0.47513 | 0.25702 | 15.4214 | 0.11491 | 0.37194 | 0.74427 | 9.4923 | 10.2256 | 0.36666 | 0.0067899 | 0.3395
684 | 1.3563 | 0.17883 | 0.00026154 | 0.47513 | 0.25702 | 15.4214 | 0.11532 | 0.37234 | 0.74508 | 9.5025 | 10.2366 | 0.36705 | 0.0067972 | 0.33986
685 | 1.3593 | 0.17883 | 0.00026154 | 0.47513 | 0.25702 | 15.4214 | 0.11572 | 0.37274 | 0.7459 | 9.5127 | 10.2476 | 0.36744 | 0.0068045 | 0.34023
686 | 1.3623 | 0.17883 | 0.00026154 | 0.47513 | 0.25702 | 15.4214 | 0.11613 | 0.37315 | 0.74671 | 9.5229 | 10.2586 | 0.36784 | 0.0068118 | 0.34059
687 | 1.3652 | 0.17883 | 0.00026154 | 0.47513 | 0.25702 | 15.4214 | 0.11654 | 0.37356 | 0.74754 | 9.5332 | 10.2696 | 0.36823 | 0.0068191 | 0.34096
688 | 1.3682 | 0.17883 | 0.00026154 | 0.47513 | 0.25702 | 15.4214 | 0.11695 | 0.37397 | 0.74836 | 9.5434 | 10.2807 | 0.36863 | 0.0068265 | 0.34132
689 | 1.3712 | 0.17883 | 0.00026154 | 0.47513 | 0.25702 | 15.4214 | 0.11737 | 0.37439 | 0.74919 | 9.5537 | 10.2918 | 0.36903 | 0.0068339 | 0.34169
690 | 1.3742 | 0.17883 | 0.00026154 | 0.47513 | 0.25702 | 15.4214 | 0.11778 | 0.37481 | 0.75003 | 9.5641 | 10.3029 | 0.36943 | 0.0068413 | 0.34206
691 | 1.3772 | 0.17883 | 0.00026154 | 0.47513 | 0.25702 | 15.4214 | 0.1182 | 0.37522 | 0.75087 | 9.5745 | 10.3141 | 0.36983 | 0.0068487 | 0.34243
692 | 1.3801 | 0.17883 | 0.00026154 | 0.47513 | 0.25702 | 15.4214 | 0.11862 | 0.37564 | 0.75171 | 9.5849 | 10.3253 | 0.37023 | 0.0068561 | 0.34281
693 | 1.3831 | 0.17883 | 0.00026154 | 0.47513 | 0.25702 | 15.4214 | 0.11904 | 0.37607 | 0.75256 | 9.5953 | 10.3366 | 0.37063 | 0.0068636 | 0.34318
694 | 1.3861 | 0.17883 | 0.00026154 | 0.47513 | 0.25702 | 15.4214 | 0.11947 | 0.37649 | 0.75342 | 9.6058 | 10.3479 | 0.37104 | 0.0068711 | 0.34355
695 | 1.3891 | 0.17883 | 0.00026154 | 0.47513 | 0.25702 | 15.4214 | 0.1199 | 0.37692 | 0.75427 | 9.6163 | 10.3592 | 0.37145 | 0.0068786 | 0.34393
696 | 1.3921 | 0.17883 | 0.00026154 | 0.47513 | 0.25702 | 15.4214 | 0.12033 | 0.37735 | 0.75514 | 9.6269 | 10.3706 | 0.37185 | 0.0068862 | 0.34431
697 | 1.395 | 0.17883 | 0.00026154 | 0.47513 | 0.25702 | 15.4214 | 0.12076 | 0.37778 | 0.756 | 9.6375 | 10.382 | 0.37226 | 0.0068938 | 0.34469
698 | 1.398 | 0.17883 | 0.00026154 | 0.47513 | 0.25702 | 15.4214 | 0.1212 | 0.37822 | 0.75688 | 9.6481 | 10.3935 | 0.37267 | 0.0069014 | 0.34507
699 | 1.401 | 0.17883 | 0.00026154 | 0.47513 | 0.25702 | 15.4214 | 0.12163 | 0.37866 | 0.75775 | 9.6588 | 10.405 | 0.37309 | 0.006909 | 0.34545
700 | 1.404 | 0.17883 | 0.00026154 | 0.47513 | 0.25702 | 15.4214 | 0.12207 | 0.3791 | 0.75863 | 9.6696 | 10.4166 | 0.3735 | 0.0069167 | 0.34584
701 | 1.407 | 0.17883 | 0.00026154 | 0.47513 | 0.25702 | 15.4214 | 0.12251 | 0.37954 | 0.75952 | 9.6804 | 10.4282 | 0.37392 | 0.0069244 | 0.34622
702 | 1.4099 | 0.17883 | 0.00026154 | 0.47513 | 0.25702 | 15.4214 | 0.12296 | 0.37998 | 0.76041 | 9.6912 | 10.4399 | 0.37434 | 0.0069322 | 0.34661
703 | 1.4129 | 0.17883 | 0.00026154 | 0.47513 | 0.25702 | 15.4214 | 0.12341 | 0.38043 | 0.76131 | 9.7021 | 10.4516 | 0.37476 | 0.00694 | 0.347
704 | 1.4159 | 0.17883 | 0.00026154 | 0.47513 | 0.25702 | 15.4214 | 0.12385 | 0.38088 | 0.76221 | 9.7131 | 10.4634 | 0.37518 | 0.0069478 | 0.34739
705 | 1.4189 | 0.17883 | 0.00026154 | 0.47513 | 0.25702 | 15.4214 | 0.12431 | 0.38133 | 0.76311 | 9.724 | 10.4753 | 0.37561 | 0.0069557 | 0.34778
706 | 1.4219 | 0.17883 | 0.00026154 | 0.47513 | 0.25702 | 15.4214 | 0.12476 | 0.38178 | 0.76402 | 9.7351 | 10.4872 | 0.37603 | 0.0069636 | 0.34818
707 | 1.4249 | 0.17883 | 0.00026154 | 0.47513 | 0.25702 | 15.4214 | 0.12522 | 0.38224 | 0.76494 | 9.7462 | 10.4991 | 0.37646 | 0.0069715 | 0.34858
708 | 1.4278 | 0.17883 | 0.00026154 | 0.47513 | 0.25702 | 15.4214 | 0.12568 | 0.3827 | 0.76586 | 9.7573 | 10.5111 | 0.37689 | 0.0069795 | 0.34898
709 | 1.4308 | 0.17883 | 0.00026154 | 0.47513 | 0.25702 | 15.4214 | 0.12614 | 0.38316 | 0.76679 | 9.7686 | 10.5232 | 0.37733 | 0.0069875 | 0.34938
710 | 1.4338 | 0.17883 | 0.00026154 | 0.47513 | 0.25702 | 15.4214 | 0.1266 | 0.38363 | 0.76772 | 9.7798 | 10.5353 | 0.37776 | 0.0069956 | 0.34978
711 | 1.4368 | 0.17883 | 0.00026154 | 0.47513 | 0.25702 | 15.4214 | 0.12707 | 0.38409 | 0.76865 | 9.7911 | 10.5475 | 0.3782 | 0.0070037 | 0.35018
712 | 1.4398 | 0.17883 | 0.00026154 | 0.47513 | 0.25702 | 15.4214 | 0.12754 | 0.38456 | 0.76959 | 9.8025 | 10.5598 | 0.37864 | 0.0070118 | 0.35059
713 | 1.4427 | 0.17883 | 0.00026154 | 0.47513 | 0.25702 | 15.4214 | 0.12801 | 0.38503 | 0.77054 | 9.8139 | 10.5721 | 0.37908 | 0.00702 | 0.351
714 | 1.4457 | 0.17883 | 0.00026154 | 0.47513 | 0.25702 | 15.4214 | 0.12848 | 0.38551 | 0.77149 | 9.8254 | 10.5845 | 0.37952 | 0.0070282 | 0.35141
715 | 1.4487 | 0.17883 | 0.00026154 | 0.47513 | 0.25702 | 15.4214 | 0.12896 | 0.38598 | 0.77245 | 9.837 | 10.5969 | 0.37997 | 0.0070365 | 0.35182
716 | 1.4517 | 0.17883 | 0.00026154 | 0.47513 | 0.25702 | 15.4214 | 0.12944 | 0.38646 | 0.77341 | 9.8486 | 10.6094 | 0.38042 | 0.0070448 | 0.35224
717 | 1.4547 | 0.17883 | 0.00026154 | 0.47513 | 0.25702 | 15.4214 | 0.12992 | 0.38695 | 0.77438 | 9.8603 | 10.622 | 0.38087 | 0.0070531 | 0.35266
718 | 1.4576 | 0.17883 | 0.00026154 | 0.47513 | 0.25702 | 15.4214 | 0.13041 | 0.38743 | 0.77535 | 9.872 | 10.6347 | 0.38132 | 0.0070615 | 0.35308
719 | 1.4606 | 0.17883 | 0.00026154 | 0.47513 | 0.25702 | 15.4214 | 0.1309 | 0.38792 | 0.77633 | 9.8838 | 10.6474 | 0.38178 | 0.00707 | 0.3535
720 | 1.4636 | 0.17883 | 0.00026154 | 0.47513 | 0.25702 | 15.4214 | 0.13139 | 0.38841 | 0.77732 | 9.8957 | 10.6601 | 0.38224 | 0.0070784 | 0.35392
721 | 1.4666 | 0.17883 | 0.00026154 | 0.47513 | 0.25702 | 15.4214 | 0.13188 | 0.3889 | 0.77831 | 9.9076 | 10.673 | 0.3827 | 0.007087 | 0.35435
722 | 1.4696 | 0.17883 | 0.00026154 | 0.47513 | 0.25702 | 15.4214 | 0.13238 | 0.3894 | 0.7793 | 9.9196 | 10.6859 | 0.38316 | 0.0070956 | 0.35478
723 | 1.4725 | 0.17883 | 0.00026154 | 0.47513 | 0.25702 | 15.4214 | 0.13288 | 0.3899 | 0.7803 | 9.9316 | 10.6989 | 0.38363 | 0.0071042 | 0.35521
724 | 1.4755 | 0.17883 | 0.00026154 | 0.47513 | 0.25702 | 15.4214 | 0.13338 | 0.3904 | 0.78131 | 9.9437 | 10.7119 | 0.38409 | 0.0071128 | 0.35564
725 | 1.4785 | 0.17883 | 0.00026154 | 0.47513 | 0.25702 | 15.4214 | 0.13388 | 0.39091 | 0.78232 | 9.9559 | 10.7251 | 0.38456 | 0.0071215 | 0.35608
726 | 1.4815 | 0.17883 | 0.00026154 | 0.47513 | 0.25702 | 15.4214 | 0.13439 | 0.39141 | 0.78334 | 9.9682 | 10.7382 | 0.38504 | 0.0071303 | 0.35652
727 | 1.4845 | 0.17883 | 0.00026154 | 0.47513 | 0.25702 | 15.4214 | 0.1349 | 0.39192 | 0.78436 | 9.9805 | 10.7515 | 0.38551 | 0.0071391 | 0.35696
728 | 1.4874 | 0.17883 | 0.00026154 | 0.47513 | 0.25702 | 15.4214 | 0.13541 | 0.39244 | 0.78539 | 9.9929 | 10.7649 | 0.38599 | 0.007148 | 0.3574
729 | 1.4904 | 0.17883 | 0.00026154 | 0.47513 | 0.25702 | 15.4214 | 0.13593 | 0.39295 | 0.78643 | 10.0053 | 10.7783 | 0.38647 | 0.0071569 | 0.35784
730 | 1.4934 | 0.17883 | 0.00026154 | 0.47513 | 0.25702 | 15.4214 | 0.13645 | 0.39347 | 0.78747 | 10.0178 | 10.7917 | 0.38696 | 0.0071658 | 0.35829
731 | 1.4964 | 0.17883 | 0.00026154 | 0.47513 | 0.25702 | 15.4214 | 0.13697 | 0.394 | 0.78852 | 10.0304 | 10.8053 | 0.38744 | 0.0071748 | 0.35874
732 | 1.4994 | 0.17883 | 0.00026154 | 0.47513 | 0.25702 | 15.4214 | 0.1375 | 0.39452 | 0.78957 | 10.0431 | 10.8189 | 0.38793 | 0.0071839 | 0.35919
733 | 1.5023 | 0.17883 | 0.00026154 | 0.47513 | 0.25702 | 15.4214 | 0.13803 | 0.39505 | 0.79063 | 10.0558 | 10.8327 | 0.38842 | 0.007193 | 0.35965
734 | 1.5053 | 0.17883 | 0.00026154 | 0.47513 | 0.25702 | 15.4214 | 0.13856 | 0.39558 | 0.7917 | 10.0686 | 10.8464 | 0.38892 | 0.0072022 | 0.36011
735 | 1.5083 | 0.17883 | 0.00026154 | 0.47513 | 0.25702 | 15.4214 | 0.13909 | 0.39612 | 0.79277 | 10.0815 | 10.8603 | 0.38941 | 0.0072114 | 0.36057
736 | 1.5113 | 0.17883 | 0.00026154 | 0.47513 | 0.25702 | 15.4214 | 0.13963 | 0.39665 | 0.79385 | 10.0944 | 10.8742 | 0.38991 | 0.0072206 | 0.36103
737 | 1.5143 | 0.17883 | 0.00026154 | 0.47513 | 0.25702 | 15.4214 | 0.14017 | 0.39719 | 0.79493 | 10.1074 | 10.8883 | 0.39042 | 0.0072299 | 0.3615
738 | 1.5172 | 0.17883 | 0.00026154 | 0.47513 | 0.25702 | 15.4214 | 0.14071 | 0.39774 | 0.79602 | 10.1205 | 10.9024 | 0.39092 | 0.0072393 | 0.36196
739 | 1.5202 | 0.17883 | 0.00026154 | 0.47513 | 0.25702 | 15.4214 | 0.14126 | 0.39828 | 0.79712 | 10.1337 | 10.9165 | 0.39143 | 0.0072487 | 0.36244
740 | 1.5232 | 0.17883 | 0.00026154 | 0.47513 | 0.25702 | 15.4214 | 0.14181 | 0.39883 | 0.79822 | 10.1469 | 10.9308 | 0.39194 | 0.0072582 | 0.36291
741 | 1.5262 | 0.17883 | 0.00026154 | 0.47513 | 0.25702 | 15.4214 | 0.14236 | 0.39939 | 0.79933 | 10.1602 | 10.9451 | 0.39246 | 0.0072677 | 0.36338
742 | 1.5292 | 0.17883 | 0.00026154 | 0.47513 | 0.25702 | 15.4214 | 0.14292 | 0.39994 | 0.80045 | 10.1736 | 10.9596 | 0.39297 | 0.0072773 | 0.36386
743 | 1.5322 | 0.17883 | 0.00026154 | 0.47513 | 0.25702 | 15.4214 | 0.14348 | 0.4005 | 0.80157 | 10.1871 | 10.9741 | 0.39349 | 0.0072869 | 0.36435
744 | 1.5351 | 0.17883 | 0.00026154 | 0.47513 | 0.25702 | 15.4214 | 0.14404 | 0.40107 | 0.8027 | 10.2006 | 10.9887 | 0.39402 | 0.0072966 | 0.36483
745 | 1.5381 | 0.17883 | 0.00026154 | 0.47513 | 0.25702 | 15.4214 | 0.14461 | 0.40163 | 0.80384 | 10.2142 | 11.0033 | 0.39454 | 0.0073063 | 0.36532
746 | 1.5411 | 0.17883 | 0.00026154 | 0.47513 | 0.25702 | 15.4214 | 0.14518 | 0.4022 | 0.80498 | 10.2279 | 11.0181 | 0.39507 | 0.0073161 | 0.36581
747 | 1.5441 | 0.17883 | 0.00026154 | 0.47513 | 0.25702 | 15.4214 | 0.14575 | 0.40278 | 0.80613 | 10.2417 | 11.0329 | 0.3956 | 0.007326 | 0.3663
748 | 1.5471 | 0.17883 | 0.00026154 | 0.47513 | 0.25702 | 15.4214 | 0.14633 | 0.40335 | 0.80729 | 10.2556 | 11.0479 | 0.39614 | 0.0073359 | 0.36679
749 | 1.55 | 0.17883 | 0.00026154 | 0.47513 | 0.25702 | 15.4214 | 0.14691 | 0.40393 | 0.80845 | 10.2695 | 11.0629 | 0.39668 | 0.0073459 | 0.36729
750 | 1.553 | 0.17883 | 0.00026154 | 0.47513 | 0.25702 | 15.4214 | 0.14749 | 0.40452 | 0.80962 | 10.2835 | 11.078 | 0.39722 | 0.0073559 | 0.36779
751 | 1.556 | 0.17883 | 0.00026154 | 0.47513 | 0.25702 | 15.4214 | 0.14808 | 0.40511 | 0.8108 | 10.2976 | 11.0932 | 0.39776 | 0.007366 | 0.3683
752 | 1.559 | 0.17883 | 0.00026154 | 0.47513 | 0.25702 | 15.4214 | 0.14867 | 0.4057 | 0.81199 | 10.3118 | 11.1084 | 0.39831 | 0.0073761 | 0.36881
753 | 1.562 | 0.17883 | 0.00026154 | 0.47513 | 0.25702 | 15.4214 | 0.14927 | 0.40629 | 0.81318 | 10.3261 | 11.1238 | 0.39886 | 0.0073863 | 0.36932
754 | 1.5649 | 0.17883 | 0.00026154 | 0.47513 | 0.25702 | 15.4214 | 0.14986 | 0.40689 | 0.81438 | 10.3404 | 11.1392 | 0.39942 | 0.0073966 | 0.36983
755 | 1.5679 | 0.17883 | 0.00026154 | 0.47513 | 0.25702 | 15.4214 | 0.15047 | 0.40749 | 0.81558 | 10.3548 | 11.1548 | 0.39997 | 0.0074069 | 0.37035
756 | 1.5709 | 0.17883 | 0.00026154 | 0.47513 | 0.25702 | 15.4214 | 0.15107 | 0.40809 | 0.8168 | 10.3694 | 11.1704 | 0.40053 | 0.0074173 | 0.37086
757 | 1.5739 | 0.17883 | 0.00026154 | 0.47513 | 0.25702 | 15.4214 | 0.15168 | 0.4087 | 0.81802 | 10.384 | 11.1862 | 0.4011 | 0.0074277 | 0.37139
758 | 1.5769 | 0.17883 | 0.00026154 | 0.47513 | 0.25702 | 15.4214 | 0.15229 | 0.40931 | 0.81924 | 10.3987 | 11.202 | 0.40166 | 0.0074382 | 0.37191
759 | 1.5798 | 0.17883 | 0.00026154 | 0.47513 | 0.25702 | 15.4214 | 0.15291 | 0.40993 | 0.82048 | 10.4134 | 11.2179 | 0.40224 | 0.0074488 | 0.37244
760 | 1.5828 | 0.17883 | 0.00026154 | 0.47513 | 0.25702 | 15.4214 | 0.15353 | 0.41055 | 0.82172 | 10.4283 | 11.2339 | 0.40281 | 0.0074594 | 0.37297
761 | 1.5858 | 0.17883 | 0.00026154 | 0.47513 | 0.25702 | 15.4214 | 0.15415 | 0.41117 | 0.82297 | 10.4432 | 11.25 | 0.40339 | 0.0074701 | 0.37351
762 | 1.5888 | 0.17883 | 0.00026154 | 0.47513 | 0.25702 | 15.4214 | 0.15478 | 0.4118 | 0.82423 | 10.4583 | 11.2662 | 0.40397 | 0.0074809 | 0.37404
763 | 1.5918 | 0.17883 | 0.00026154 | 0.47513 | 0.25702 | 15.4214 | 0.15541 | 0.41243 | 0.8255 | 10.4734 | 11.2825 | 0.40455 | 0.0074917 | 0.37459
764 | 1.5947 | 0.17883 | 0.00026154 | 0.47513 | 0.25702 | 15.4214 | 0.15604 | 0.41307 | 0.82677 | 10.4886 | 11.2989 | 0.40514 | 0.0075026 | 0.37513
765 | 1.5977 | 0.17883 | 0.00026154 | 0.47513 | 0.25702 | 15.4214 | 0.15668 | 0.41371 | 0.82805 | 10.5039 | 11.3154 | 0.40573 | 0.0075135 | 0.37568
766 | 1.6007 | 0.17883 | 0.00026154 | 0.47513 | 0.25702 | 15.4214 | 0.15732 | 0.41435 | 0.82934 | 10.5193 | 11.332 | 0.40633 | 0.0075246 | 0.37623
767 | 1.6037 | 0.17883 | 0.00026154 | 0.47513 | 0.25702 | 15.4214 | 0.15797 | 0.415 | 0.83064 | 10.5348 | 11.3487 | 0.40692 | 0.0075356 | 0.37678
768 | 1.6067 | 0.17883 | 0.00026154 | 0.47513 | 0.25702 | 15.4214 | 0.15862 | 0.41565 | 0.83195 | 10.5504 | 11.3655 | 0.40753 | 0.0075468 | 0.37734
769 | 1.6096 | 0.17883 | 0.00026154 | 0.47513 | 0.25702 | 15.4214 | 0.15928 | 0.4163 | 0.83326 | 10.5661 | 11.3824 | 0.40813 | 0.007558 | 0.3779
770 | 1.6126 | 0.17883 | 0.00026154 | 0.47513 | 0.25702 | 15.4214 | 0.15994 | 0.41696 | 0.83458 | 10.5819 | 11.3994 | 0.40874 | 0.0075693 | 0.37846
771 | 1.6156 | 0.17883 | 0.00026154 | 0.47513 | 0.25702 | 15.4214 | 0.1606 | 0.41762 | 0.83591 | 10.5977 | 11.4165 | 0.40935 | 0.0075806 | 0.37903
772 | 1.6186 | 0.17883 | 0.00026154 | 0.47513 | 0.25702 | 15.4214 | 0.16127 | 0.41829 | 0.83725 | 10.6137 | 11.4337 | 0.40997 | 0.0075921 | 0.3796
773 | 1.6216 | 0.17883 | 0.00026154 | 0.47513 | 0.25702 | 15.4214 | 0.16194 | 0.41896 | 0.8386 | 10.6298 | 11.451 | 0.41059 | 0.0076036 | 0.38018
774 | 1.6245 | 0.17883 | 0.00026154 | 0.47513 | 0.25702 | 15.4214 | 0.16261 | 0.41964 | 0.83995 | 10.6459 | 11.4684 | 0.41122 | 0.0076151 | 0.38076
775 | 1.6275 | 0.17883 | 0.00026154 | 0.47513 | 0.25702 | 15.4214 | 0.16329 | 0.42032 | 0.84132 | 10.6622 | 11.4859 | 0.41184 | 0.0076268 | 0.38134
776 | 1.6305 | 0.17883 | 0.00026154 | 0.47513 | 0.25702 | 15.4214 | 0.16398 | 0.421 | 0.84269 | 10.6786 | 11.5035 | 0.41248 | 0.0076385 | 0.38192
777 | 1.6335 | 0.17883 | 0.00026154 | 0.47513 | 0.25702 | 15.4214 | 0.16466 | 0.42169 | 0.84407 | 10.695 | 11.5213 | 0.41311 | 0.0076502 | 0.38251
778 | 1.6365 | 0.17883 | 0.00026154 | 0.47513 | 0.25702 | 15.4214 | 0.16536 | 0.42238 | 0.84546 | 10.7116 | 11.5391 | 0.41375 | 0.0076621 | 0.3831
779 | 1.6395 | 0.17883 | 0.00026154 | 0.47513 | 0.25702 | 15.4214 | 0.16605 | 0.42308 | 0.84686 | 10.7283 | 11.5571 | 0.4144 | 0.007674 | 0.3837
780 | 1.6424 | 0.17883 | 0.00026154 | 0.47513 | 0.25702 | 15.4214 | 0.16676 | 0.42378 | 0.84826 | 10.745 | 11.5751 | 0.41504 | 0.007686 | 0.3843
781 | 1.6454 | 0.17883 | 0.00026154 | 0.47513 | 0.25702 | 15.4214 | 0.16746 | 0.42448 | 0.84968 | 10.7619 | 11.5933 | 0.4157 | 0.0076981 | 0.3849
782 | 1.6484 | 0.17883 | 0.00026154 | 0.47513 | 0.25702 | 15.4214 | 0.16817 | 0.4252 | 0.85111 | 10.7789 | 11.6116 | 0.41635 | 0.0077102 | 0.38551
783 | 1.6514 | 0.17883 | 0.00026154 | 0.47513 | 0.25702 | 15.4214 | 0.16889 | 0.42591 | 0.85254 | 10.796 | 11.63 | 0.41701 | 0.0077224 | 0.38612
784 | 1.6544 | 0.17883 | 0.00026154 | 0.47513 | 0.25702 | 15.4214 | 0.16961 | 0.42663 | 0.85398 | 10.8131 | 11.6485 | 0.41768 | 0.0077347 | 0.38674
785 | 1.6573 | 0.17883 | 0.00026154 | 0.47513 | 0.25702 | 15.4214 | 0.17033 | 0.42735 | 0.85544 | 10.8304 | 11.6671 | 0.41834 | 0.0077471 | 0.38735
786 | 1.6603 | 0.17883 | 0.00026154 | 0.47513 | 0.25702 | 15.4214 | 0.17106 | 0.42808 | 0.8569 | 10.8478 | 11.6859 | 0.41902 | 0.0077595 | 0.38798
787 | 1.6633 | 0.17883 | 0.00026154 | 0.47513 | 0.25702 | 15.4214 | 0.17179 | 0.42882 | 0.85837 | 10.8654 | 11.7047 | 0.41969 | 0.0077721 | 0.3886
788 | 1.6663 | 0.17883 | 0.00026154 | 0.47513 | 0.25702 | 15.4214 | 0.17253 | 0.42955 | 0.85985 | 10.883 | 11.7237 | 0.42037 | 0.0077847 | 0.38923
789 | 1.6693 | 0.17883 | 0.00026154 | 0.47513 | 0.25702 | 15.4214 | 0.17327 | 0.4303 | 0.86134 | 10.9007 | 11.7428 | 0.42106 | 0.0077974 | 0.38987
790 | 1.6722 | 0.17883 | 0.00026154 | 0.47513 | 0.25702 | 15.4214 | 0.17402 | 0.43104 | 0.86284 | 10.9186 | 11.7621 | 0.42175 | 0.0078101 | 0.39051
791 | 1.6752 | 0.17883 | 0.00026154 | 0.47513 | 0.25702 | 15.4214 | 0.17477 | 0.4318 | 0.86435 | 10.9365 | 11.7814 | 0.42244 | 0.007823 | 0.39115
792 | 1.6782 | 0.17883 | 0.00026154 | 0.47513 | 0.25702 | 15.4214 | 0.17553 | 0.43255 | 0.86587 | 10.9546 | 11.8009 | 0.42314 | 0.0078359 | 0.3918
793 | 1.6812 | 0.17883 | 0.00026154 | 0.47513 | 0.25702 | 15.4214 | 0.17629 | 0.43332 | 0.8674 | 10.9728 | 11.8205 | 0.42384 | 0.0078489 | 0.39245
794 | 1.6842 | 0.17883 | 0.00026154 | 0.47513 | 0.25702 | 15.4214 | 0.17706 | 0.43408 | 0.86894 | 10.9911 | 11.8402 | 0.42455 | 0.007862 | 0.3931
795 | 1.6871 | 0.17883 | 0.00026154 | 0.47513 | 0.25702 | 15.4214 | 0.17783 | 0.43486 | 0.87049 | 11.0095 | 11.86 | 0.42526 | 0.0078752 | 0.39376
796 | 1.6901 | 0.17883 | 0.00026154 | 0.47513 | 0.25702 | 15.4214 | 0.17861 | 0.43563 | 0.87205 | 11.028 | 11.88 | 0.42598 | 0.0078884 | 0.39442
797 | 1.6931 | 0.17883 | 0.00026154 | 0.47513 | 0.25702 | 15.4214 | 0.17939 | 0.43642 | 0.87362 | 11.0467 | 11.9001 | 0.4267 | 0.0079018 | 0.39509
798 | 1.6961 | 0.17883 | 0.00026154 | 0.47513 | 0.25702 | 15.4214 | 0.18018 | 0.4372 | 0.8752 | 11.0655 | 11.9203 | 0.42742 | 0.0079152 | 0.39576
799 | 1.6991 | 0.17883 | 0.00026154 | 0.47513 | 0.25702 | 15.4214 | 0.18097 | 0.438 | 0.87679 | 11.0844 | 11.9407 | 0.42815 | 0.0079287 | 0.39644
800 | 1.702 | 0.17883 | 0.00026154 | 0.47513 | 0.25702 | 15.4214 | 0.18177 | 0.43879 | 0.8881 | 11.1034 | 11.9612 | 0.42889 | 0.0079423 | 0.39712
801 | 1.706 | 0.1858 | 0.00027692 | 0.47514 | 0.26704 | 15.722 | 0.18226 | 0.4493 | 0.90911 | 11.1315 | 11.9915 | 0.42997 | 0.0079625 | 0.39812
802 | 1.7099 | 0.19277 | 0.00029231 | 0.47515 | 0.27706 | 16.3231 | 0.18275 | 0.45981 | 0.93013 | 11.1772 | 12.0407 | 0.43174 | 0.0079951 | 0.39976
803 | 1.7138 | 0.19974 | 0.00029231 | 0.47515 | 0.28707 | 16.924 | 0.18324 | 0.47032 | 0.95115 | 11.2382 | 12.1073 | 0.43456 | 0.0080391 | 0.40195
804 | 1.7177 | 0.2067 | 0.00030769 | 0.47515 | 0.29709 | 17.525 | 0.18374 | 0.48083 | 0.97218 | 11.3131 | 12.1893 | 0.4381 | 0.0080931 | 0.40466
805 | 1.7216 | 0.21367 | 0.00032308 | 0.47516 | 0.30711 | 18.1262 | 0.18424 | 0.49135 | 0.99322 | 11.4008 | 12.2853 | 0.44224 | 0.0081564 | 0.40782
806 | 1.7255 | 0.22064 | 0.00033846 | 0.47517 | 0.31713 | 18.7273 | 0.18474 | 0.50187 | 1.0143 | 11.5002 | 12.394 | 0.44694 | 0.008228 | 0.4114
807 | 1.7294 | 0.22761 | 0.00033846 | 0.47517 | 0.32715 | 19.3284 | 0.18524 | 0.51239 | 1.0353 | 11.6102 | 12.5144 | 0.45213 | 0.0083074 | 0.41537
808 | 1.7333 | 0.23457 | 0.00035385 | 0.47518 | 0.33717 | 19.9294 | 0.18574 | 0.52291 | 1.0467 | 11.7299 | 12.6455 | 0.45779 | 0.0083937 | 0.41969
809 | 1.7372 | 0.23457 | 0.00035385 | 0.47518 | 0.33717 | 20.23 | 0.18658 | 0.52375 | 1.0483 | 11.8496 | 12.7765 | 0.46345 | 0.0084801 | 0.424
810 | 1.7411 | 0.23457 | 0.00035385 | 0.47518 | 0.33717 | 20.23 | 0.18742 | 0.52459 | 1.05 | 11.9606 | 12.898 | 0.46869 | 0.0085601 | 0.42801
811 | 1.745 | 0.23457 | 0.00035385 | 0.47518 | 0.33717 | 20.23 | 0.18827 | 0.52544 | 1.0517 | 12.0635 | 13.0106 | 0.47355 | 0.0086344 | 0.43172
812 | 1.749 | 0.23457 | 0.00035385 | 0.47518 | 0.33717 | 20.23 | 0.18912 | 0.52629 | 1.0534 | 12.1591 | 13.1153 | 0.47807 | 0.0087033 | 0.43516
813 | 1.7529 | 0.23457 | 0.00035385 | 0.47518 | 0.33717 | 20.23 | 0.18998 | 0.52715 | 1.0552 | 12.248 | 13.2126 | 0.48227 | 0.0087674 | 0.43837
814 | 1.7568 | 0.23457 | 0.00035385 | 0.47518 | 0.33717 | 20.23 | 0.19085 | 0.52801 | 1.0569 | 12.3308 | 13.3032 | 0.48618 | 0.0088271 | 0.44136
815 | 1.7607 | 0.23457 | 0.00035385 | 0.47518 | 0.33717 | 20.23 | 0.19172 | 0.52888 | 1.0586 | 12.4081 | 13.3877 | 0.48983 | 0.0088829 | 0.44414
816 | 1.7646 | 0.23457 | 0.00035385 | 0.47518 | 0.33717 | 20.23 | 0.19259 | 0.52976 | 1.0604 | 12.4802 | 13.4667 | 0.49324 | 0.0089349 | 0.44675
817 | 1.7685 | 0.23457 | 0.00035385 | 0.47518 | 0.33717 | 20.23 | 0.19347 | 0.53064 | 1.0622 | 12.5478 | 13.5406 | 0.49643 | 0.0089836 | 0.44918
818 | 1.7724 | 0.23457 | 0.00035385 | 0.47518 | 0.33717 | 20.23 | 0.19436 | 0.53153 | 1.064 | 12.6111 | 13.61 | 0.49942 | 0.0090293 | 0.45146
819 | 1.7763 | 0.23457 | 0.00035385 | 0.47518 | 0.33717 | 20.23 | 0.19526 | 0.53242 | 1.0657 | 12.6706 | 13.6751 | 0.50223 | 0.0090722 | 0.45361
820 | 1.7802 | 0.23457 | 0.00035385 | 0.47518 | 0.33717 | 20.23 | 0.19616 | 0.53333 | 1.0676 | 12.7266 | 13.7364 | 0.50488 | 0.0091126 | 0.45563
821 | 1.7841 | 0.23457 | 0.00035385 | 0.47518 | 0.33717 | 20.23 | 0.19707 | 0.53423 | 1.0694 | 12.7794 | 13.7942 | 0.50737 | 0.0091507 | 0.45753
822 | 1.7881 | 0.23457 | 0.00035385 | 0.47518 | 0.33717 | 20.23 | 0.19798 | 0.53515 | 1.0712 | 12.8294 | 13.8488 | 0.50973 | 0.0091867 | 0.45933
823 | 1.792 | 0.23457 | 0.00035385 | 0.47518 | 0.33717 | 20.23 | 0.1989 | 0.53607 | 1.0731 | 12.8766 | 13.9006 | 0.51196 | 0.0092208 | 0.46104
824 | 1.7959 | 0.23457 | 0.00035385 | 0.47518 | 0.33717 | 20.23 | 0.19982 | 0.53699 | 1.0749 | 12.9215 | 13.9497 | 0.51408 | 0.0092532 | 0.46266
825 | 1.7998 | 0.23457 | 0.00035385 | 0.47518 | 0.33717 | 20.23 | 0.20076 | 0.53792 | 1.0768 | 12.9642 | 13.9964 | 0.5161 | 0.009284 | 0.4642
826 | 1.8037 | 0.23457 | 0.00035385 | 0.47518 | 0.33717 | 20.23 | 0.2017 | 0.53886 | 1.0787 | 13.005 | 14.041 | 0.51803 | 0.0093134 | 0.46567
827 | 1.8076 | 0.23457 | 0.00035385 | 0.47518 | 0.33717 | 20.23 | 0.20264 | 0.53981 | 1.0806 | 13.0439 | 14.0837 | 0.51987 | 0.0093415 | 0.46707
828 | 1.8115 | 0.23457 | 0.00035385 | 0.47518 | 0.33717 | 20.23 | 0.2036 | 0.54076 | 1.0825 | 13.0812 | 14.1245 | 0.52163 | 0.0093684 | 0.46842
829 | 1.8154 | 0.23457 | 0.00035385 | 0.47518 | 0.33717 | 20.23 | 0.20455 | 0.54172 | 1.0844 | 13.1171 | 14.1637 | 0.52332 | 0.0093942 | 0.46971
830 | 1.8193 | 0.23457 | 0.00035385 | 0.47518 | 0.33717 | 20.23 | 0.20552 | 0.54269 | 1.0863 | 13.1516 | 14.2015 | 0.52495 | 0.0094191 | 0.47096
831 | 1.8232 | 0.23457 | 0.00035385 | 0.47518 | 0.33717 | 20.23 | 0.20649 | 0.54366 | 1.0883 | 13.1849 | 14.2379 | 0.52652 | 0.0094431 | 0.47216
832 | 1.8272 | 0.23457 | 0.00035385 | 0.47518 | 0.33717 | 20.23 | 0.20747 | 0.54464 | 1.0903 | 13.2171 | 14.2732 | 0.52805 | 0.0094663 | 0.47332
833 | 1.8311 | 0.23457 | 0.00035385 | 0.47518 | 0.33717 | 20.23 | 0.20846 | 0.54563 | 1.0922 | 13.2483 | 14.3074 | 0.52952 | 0.0094889 | 0.47444
834 | 1.835 | 0.23457 | 0.00035385 | 0.47518 | 0.33717 | 20.23 | 0.20945 | 0.54662 | 1.0942 | 13.2787 | 14.3406 | 0.53095 | 0.0095108 | 0.47554
835 | 1.8389 | 0.23457 | 0.00035385 | 0.47518 | 0.33717 | 20.23 | 0.21045 | 0.54762 | 1.0963 | 13.3082 | 14.3729 | 0.53235 | 0.0095321 | 0.4766
836 | 1.8428 | 0.23457 | 0.00035385 | 0.47518 | 0.33717 | 20.23 | 0.21146 | 0.54863 | 1.0983 | 13.337 | 14.4044 | 0.53371 | 0.0095528 | 0.47764
837 | 1.8467 | 0.23457 | 0.00035385 | 0.47518 | 0.33717 | 20.23 | 0.21248 | 0.54965 | 1.1003 | 13.3652 | 14.4353 | 0.53504 | 0.0095732 | 0.47866
838 | 1.8506 | 0.23457 | 0.00035385 | 0.47518 | 0.33717 | 20.23 | 0.2135 | 0.55067 | 1.1024 | 13.3928 | 14.4655 | 0.53635 | 0.0095931 | 0.47965
839 | 1.8545 | 0.23457 | 0.00035385 | 0.47518 | 0.33717 | 20.23 | 0.21453 | 0.5517 | 1.1044 | 13.4199 | 14.4952 | 0.53763 | 0.0096127 | 0.48063
840 | 1.8584 | 0.23457 | 0.00035385 | 0.47518 | 0.33717 | 20.23 | 0.21557 | 0.55274 | 1.1065 | 13.4466 | 14.5244 | 0.53889 | 0.0096319 | 0.48159
841 | 1.8623 | 0.23457 | 0.00035385 | 0.47518 | 0.33717 | 20.23 | 0.21661 | 0.55378 | 1.1086 | 13.4729 | 14.5531 | 0.54013 | 0.0096508 | 0.48254
842 | 1.8662 | 0.23457 | 0.00035385 | 0.47518 | 0.33717 | 20.23 | 0.21767 | 0.55483 | 1.1107 | 13.4988 | 14.5815 | 0.54135 | 0.0096695 | 0.48348
843 | 1.8702 | 0.23457 | 0.00035385 | 0.47518 | 0.33717 | 20.23 | 0.21873 | 0.55589 | 1.1129 | 13.5244 | 14.6095 | 0.54256 | 0.009688 | 0.4844
844 | 1.8741 | 0.23457 | 0.00035385 | 0.47518 | 0.33717 | 20.23 | 0.2198 | 0.55696 | 1.115 | 13.5497 | 14.6372 | 0.54376 | 0.0097062 | 0.48531
845 | 1.878 | 0.23457 | 0.00035385 | 0.47518 | 0.33717 | 20.23 | 0.22087 | 0.55804 | 1.1172 | 13.5748 | 14.6647 | 0.54495 | 0.0097244 | 0.48622
846 | 1.8819 | 0.23457 | 0.00035385 | 0.47518 | 0.33717 | 20.23 | 0.22196 | 0.55912 | 1.1193 | 13.5997 | 14.692 | 0.54612 | 0.0097423 | 0.48712
847 | 1.8858 | 0.23457 | 0.00035385 | 0.47518 | 0.33717 | 20.23 | 0.22305 | 0.56021 | 1.1215 | 13.6245 | 14.7191 | 0.54729 | 0.0097602 | 0.48801
848 | 1.8897 | 0.23457 | 0.00035385 | 0.47518 | 0.33717 | 20.23 | 0.22415 | 0.56131 | 1.1237 | 13.6491 | 14.746 | 0.54845 | 0.0097779 | 0.4889
849 | 1.8936 | 0.23457 | 0.00035385 | 0.47518 | 0.33717 | 20.23 | 0.22526 | 0.56242 | 1.126 | 13.6736 | 14.7728 | 0.54961 | 0.0097956 | 0.48978
850 | 1.8975 | 0.23457 | 0.00035385 | 0.47518 | 0.33717 | 20.23 | 0.22637 | 0.56354 | 1.1282 | 13.698 | 14.7996 | 0.55077 | 0.0098132 | 0.49066
851 | 1.9014 | 0.23457 | 0.00035385 | 0.47518 | 0.33717 | 20.23 | 0.2275 | 0.56466 | 1.1305 | 13.7224 | 14.8263 | 0.55192 | 0.0098308 | 0.49154
852 | 1.9053 | 0.23457 | 0.00035385 | 0.47518 | 0.33717 | 20.23 | 0.22863 | 0.5658 | 1.1327 | 13.7467 | 14.8529 | 0.55307 | 0.0098484 | 0.49242
853 | 1.9093 | 0.23457 | 0.00035385 | 0.47518 | 0.33717 | 20.23 | 0.22977 | 0.56694 | 1.135 | 13.771 | 14.8795 | 0.55422 | 0.0098659 | 0.49329
854 | 1.9132 | 0.23457 | 0.00035385 | 0.47518 | 0.33717 | 20.23 | 0.23092 | 0.56809 | 1.1373 | 13.7954 | 14.9061 | 0.55536 | 0.0098834 | 0.49417
855 | 1.9171 | 0.23457 | 0.00035385 | 0.47518 | 0.33717 | 20.23 | 0.23208 | 0.56925 | 1.1397 | 13.8197 | 14.9327 | 0.55651 | 0.0099009 | 0.49505
856 | 1.921 | 0.23457 | 0.00035385 | 0.47518 | 0.33717 | 20.23 | 0.23325 | 0.57042 | 1.142 | 13.844 | 14.9593 | 0.55766 | 0.0099185 | 0.49593
857 | 1.9249 | 0.23457 | 0.00035385 | 0.47518 | 0.33717 | 20.23 | 0.23443 | 0.57159 | 1.1444 | 13.8684 | 14.986 | 0.55881 | 0.0099361 | 0.4968
858 | 1.9288 | 0.23457 | 0.00035385 | 0.47518 | 0.33717 | 20.23 | 0.23561 | 0.57278 | 1.1468 | 13.8928 | 15.0128 | 0.55997 | 0.0099537 | 0.49769
859 | 1.9327 | 0.23457 | 0.00035385 | 0.47518 | 0.33717 | 20.23 | 0.23681 | 0.57397 | 1.1491 | 13.9173 | 15.0396 | 0.56113 | 0.0099714 | 0.49857
860 | 1.9366 | 0.23457 | 0.00035385 | 0.47518 | 0.33717 | 20.23 | 0.23801 | 0.57518 | 1.1516 | 13.9419 | 15.0665 | 0.56229 | 0.0099891 | 0.49946
861 | 1.9405 | 0.23457 | 0.00035385 | 0.47518 | 0.33717 | 20.23 | 0.23922 | 0.57639 | 1.154 | 13.9666 | 15.0935 | 0.56345 | 0.010007 | 0.50034
862 | 1.9444 | 0.23457 | 0.00035385 | 0.47518 | 0.33717 | 20.23 | 0.24044 | 0.57761 | 1.1565 | 13.9913 | 15.1206 | 0.56462 | 0.010025 | 0.50124
863 | 1.9483 | 0.23457 | 0.00035385 | 0.47518 | 0.33717 | 20.23 | 0.24168 | 0.57884 | 1.1589 | 14.0162 | 15.1478 | 0.5658 | 0.010043 | 0.50213
864 | 1.9523 | 0.23457 | 0.00035385 | 0.47518 | 0.33717 | 20.23 | 0.24292 | 0.58008 | 1.1614 | 14.0412 | 15.1751 | 0.56698 | 0.010061 | 0.50303
865 | 1.9562 | 0.23457 | 0.00035385 | 0.47518 | 0.33717 | 20.23 | 0.24417 | 0.58133 | 1.1639 | 14.0662 | 15.2026 | 0.56816 | 0.010079 | 0.50394
866 | 1.9601 | 0.23457 | 0.00035385 | 0.47518 | 0.33717 | 20.23 | 0.24543 | 0.58259 | 1.1665 | 14.0915 | 15.2302 | 0.56935 | 0.010097 | 0.50485
867 | 1.964 | 0.23457 | 0.00035385 | 0.47518 | 0.33717 | 20.23 | 0.2467 | 0.58386 | 1.169 | 14.1168 | 15.2579 | 0.57055 | 0.010115 | 0.50576
868 | 1.9679 | 0.23457 | 0.00035385 | 0.47518 | 0.33717 | 20.23 | 0.24798 | 0.58514 | 1.1716 | 14.1423 | 15.2858 | 0.57176 | 0.010134 | 0.50668
869 | 1.9718 | 0.23457 | 0.00035385 | 0.47518 | 0.33717 | 20.23 | 0.24927 | 0.58643 | 1.1742 | 14.168 | 15.3139 | 0.57297 | 0.010152 | 0.50761
870 | 1.9757 | 0.23457 | 0.00035385 | 0.47518 | 0.33717 | 20.23 | 0.25057 | 0.58773 | 1.1768 | 14.1938 | 15.3421 | 0.57419 | 0.010171 | 0.50854
871 | 1.9796 | 0.23457 | 0.00035385 | 0.47518 | 0.33717 | 20.23 | 0.25188 | 0.58904 | 1.1794 | 14.2197 | 15.3705 | 0.57541 | 0.010189 | 0.50947
872 | 1.9835 | 0.23457 | 0.00035385 | 0.47518 | 0.33717 | 20.23 | 0.2532 | 0.59036 | 1.1821 | 14.2458 | 15.3991 | 0.57665 | 0.010208 | 0.51042
873 | 1.9874 | 0.23457 | 0.00035385 | 0.47518 | 0.33717 | 20.23 | 0.25453 | 0.5917 | 1.1847 | 14.2721 | 15.4279 | 0.57789 | 0.010227 | 0.51136
874 | 1.9914 | 0.23457 | 0.00035385 | 0.47518 | 0.33717 | 20.23 | 0.25587 | 0.59304 | 1.1874 | 14.2986 | 15.4569 | 0.57914 | 0.010246 | 0.51232
875 | 1.9953 | 0.23457 | 0.00035385 | 0.47518 | 0.33717 | 20.23 | 0.25722 | 0.59439 | 1.1901 | 14.3252 | 15.486 | 0.5804 | 0.010266 | 0.51328
876 | 1.9992 | 0.23457 | 0.00035385 | 0.47518 | 0.33717 | 20.23 | 0.25858 | 0.59575 | 1.1929 | 14.352 | 15.5154 | 0.58166 | 0.010285 | 0.51425
877 | 2.0031 | 0.23457 | 0.00035385 | 0.47518 | 0.33717 | 20.23 | 0.25996 | 0.59713 | 1.1956 | 14.379 | 15.5449 | 0.58294 | 0.010304 | 0.51522
878 | 2.007 | 0.23457 | 0.00035385 | 0.47518 | 0.33717 | 20.23 | 0.26134 | 0.59851 | 1.1984 | 14.4062 | 15.5747 | 0.58422 | 0.010324 | 0.5162
879 | 2.0109 | 0.23457 | 0.00035385 | 0.47518 | 0.33717 | 20.23 | 0.26274 | 0.59991 | 1.2012 | 14.4336 | 15.6046 | 0.58552 | 0.010344 | 0.51719
880 | 2.0148 | 0.23457 | 0.00035385 | 0.47518 | 0.33717 | 20.23 | 0.26415 | 0.60131 | 1.204 | 14.4612 | 15.6348 | 0.58682 | 0.010364 | 0.51818
881 | 2.0187 | 0.23457 | 0.00035385 | 0.47518 | 0.33717 | 20.23 | 0.26556 | 0.60273 | 1.2069 | 14.489 | 15.6652 | 0.58813 | 0.010384 | 0.51918
882 | 2.0226 | 0.23457 | 0.00035385 | 0.47518 | 0.33717 | 20.23 | 0.26699 | 0.60416 | 1.2098 | 14.517 | 15.6959 | 0.58945 | 0.010404 | 0.52019
883 | 2.0265 | 0.23457 | 0.00035385 | 0.47518 | 0.33717 | 20.23 | 0.26843 | 0.6056 | 1.2127 | 14.5452 | 15.7267 | 0.59078 | 0.010424 | 0.52121
884 | 2.0304 | 0.23457 | 0.00035385 | 0.47518 | 0.33717 | 20.23 | 0.26989 | 0.60705 | 1.2156 | 14.5736 | 15.7578 | 0.59213 | 0.010445 | 0.52223
885 | 2.0344 | 0.23457 | 0.00035385 | 0.47518 | 0.33717 | 20.23 | 0.27135 | 0.60852 | 1.2185 | 14.6022 | 15.7891 | 0.59348 | 0.010465 | 0.52327
886 | 2.0383 | 0.23457 | 0.00035385 | 0.47518 | 0.33717 | 20.23 | 0.27283 | 0.61 | 1.2215 | 14.631 | 15.8207 | 0.59484 | 0.010486 | 0.52431
887 | 2.0422 | 0.23457 | 0.00035385 | 0.47518 | 0.33717 | 20.23 | 0.27432 | 0.61148 | 1.2245 | 14.6601 | 15.8525 | 0.59621 | 0.010507 | 0.52535
888 | 2.0461 | 0.23457 | 0.00035385 | 0.47518 | 0.33717 | 20.23 | 0.27582 | 0.61299 | 1.2275 | 14.6893 | 15.8845 | 0.5976 | 0.010528 | 0.52641
889 | 2.05 | 0.23457 | 0.00035385 | 0.47518 | 0.33717 | 20.23 | 0.27733 | 0.6145 | 1.2305 | 14.7188 | 15.9168 | 0.59899 | 0.010549 | 0.52747
890 | 2.0539 | 0.23457 | 0.00035385 | 0.47518 | 0.33717 | 20.23 | 0.27886 | 0.61603 | 1.2336 | 14.7486 | 15.9494 | 0.60039 | 0.010571 | 0.52855
891 | 2.0578 | 0.23457 | 0.00035385 | 0.47518 | 0.33717 | 20.23 | 0.2804 | 0.61756 | 1.2367 | 14.7785 | 15.9822 | 0.60181 | 0.010593 | 0.52963
892 | 2.0617 | 0.23457 | 0.00035385 | 0.47518 | 0.33717 | 20.23 | 0.28195 | 0.61912 | 1.2398 | 14.8087 | 16.0152 | 0.60324 | 0.010614 | 0.53072
893 | 2.0656 | 0.23457 | 0.00035385 | 0.47518 | 0.33717 | 20.23 | 0.28351 | 0.62068 | 1.2429 | 14.8392 | 16.0485 | 0.60468 | 0.010636 | 0.53181
894 | 2.0695 | 0.23457 | 0.00035385 | 0.47518 | 0.33717 | 20.23 | 0.28509 | 0.62226 | 1.2461 | 14.8699 | 16.0821 | 0.60613 | 0.010658 | 0.53292
895 | 2.0735 | 0.23457 | 0.00035385 | 0.47518 | 0.33717 | 20.23 | 0.28668 | 0.62385 | 1.2493 | 14.9008 | 16.116 | 0.60759 | 0.010681 | 0.53404
896 | 2.0774 | 0.23457 | 0.00035385 | 0.47518 | 0.33717 | 20.23 | 0.28828 | 0.62545 | 1.2525 | 14.932 | 16.1501 | 0.60906 | 0.010703 | 0.53516
897 | 2.0813 | 0.23457 | 0.00035385 | 0.47518 | 0.33717 | 20.23 | 0.2899 | 0.62707 | 1.2558 | 14.9634 | 16.1845 | 0.61054 | 0.010726 | 0.53629
898 | 2.0852 | 0.23457 | 0.00035385 | 0.47518 | 0.33717 | 20.23 | 0.29153 | 0.6287 | 1.259 | 14.9951 | 16.2192 | 0.61204 | 0.010749 | 0.53744
899 | 2.0891 | 0.23457 | 0.00035385 | 0.47518 | 0.33717 | 20.23 | 0.29318 | 0.63034 | 1.2623 | 15.027 | 16.2541 | 0.61355 | 0.010772 | 0.53859
900 | 2.093 | 0.23457 | 0.00035385 | 0.47518 | 0.33717 | 20.23 | 0.29484 | 0.632 | 1.2826 | 15.0592 | 16.2894 | 0.61507 | 0.010795 | 0.53975
901 | 2.0986 | 0.24696 | 0.00036923 | 0.47518 | 0.35498 | 20.7643 | 0.29558 | 0.65056 | 1.3197 | 15.1071 | 16.3418 | 0.61733 | 0.01083 | 0.54148
902 | 2.1041 | 0.25935 | 0.00038462 | 0.47519 | 0.37279 | 21.8329 | 0.29634 | 0.66912 | 1.3568 | 15.1848 | 16.4268 | 0.621 | 0.010886 | 0.54428
903 | 2.1097 | 0.27173 | 0.00041538 | 0.47521 | 0.3906 | 22.9018 | 0.29709 | 0.6877 | 1.394 | 15.2897 | 16.5416 | 0.62596 | 0.010961 | 0.54806
904 | 2.1152 | 0.28412 | 0.00043077 | 0.47522 | 0.40842 | 23.9706 | 0.29785 | 0.70627 | 1.4311 | 15.4195 | 16.6837 | 0.63209 | 0.011055 | 0.55274
905 | 2.1208 | 0.29651 | 0.00044615 | 0.47522 | 0.42623 | 25.0394 | 0.29862 | 0.72484 | 1.4683 | 15.572 | 16.8506 | 0.6393 | 0.011165 | 0.55824
906 | 2.1264 | 0.30889 | 0.00046154 | 0.47523 | 0.44404 | 26.1081 | 0.29938 | 0.74342 | 1.5054 | 15.7453 | 17.0403 | 0.64748 | 0.01129 | 0.56449
907 | 2.1319 | 0.32128 | 0.00049231 | 0.47525 | 0.46186 | 27.1772 | 0.30015 | 0.76202 | 1.5426 | 15.9376 | 17.2508 | 0.65657 | 0.011429 | 0.57143
908 | 2.1375 | 0.33367 | 0.00050769 | 0.47525 | 0.47968 | 28.2462 | 0.30093 | 0.78061 | 1.563 | 16.1473 | 17.4803 | 0.66647 | 0.01158 | 0.57899
909 | 2.143 | 0.33367 | 0.00050769 | 0.47525 | 0.47968 | 28.7807 | 0.30268 | 0.78235 | 1.5665 | 16.3575 | 17.7103 | 0.6764 | 0.011731 | 0.58657
910 | 2.1486 | 0.33367 | 0.00050769 | 0.47525 | 0.47968 | 28.7807 | 0.30444 | 0.78412 | 1.57 | 16.5527 | 17.9239 | 0.68562 | 0.011872 | 0.59361
911 | 2.1542 | 0.33367 | 0.00050769 | 0.47525 | 0.47968 | 28.7807 | 0.30622 | 0.78589 | 1.5736 | 16.7342 | 18.1227 | 0.69424 | 0.012003 | 0.60015
912 | 2.1597 | 0.33367 | 0.00050769 | 0.47525 | 0.47968 | 28.7807 | 0.30801 | 0.78769 | 1.5772 | 16.9007 | 18.3078 | 0.70356 | 0.012124 | 0.60621
913 | 2.1653 | 0.33367 | 0.00050769 | 0.47525 | 0.47968 | 28.7807 | 0.30982 | 0.7895 | 1.5808 | 17.0536 | 18.4779 | 0.71212 | 0.012235 | 0.61177
914 | 2.1709 | 0.33367 | 0.00050769 | 0.47525 | 0.47968 | 28.7807 | 0.31164 | 0.79132 | 1.5845 | 17.1944 | 18.6344 | 0.72001 | 0.012338 | 0.61689
915 | 2.1764 | 0.33367 | 0.00050769 | 0.47525 | 0.47968 | 28.7807 | 0.31348 | 0.79316 | 1.5882 | 17.3243 | 18.7789 | 0.72728 | 0.012432 | 0.62161
916 | 2.182 | 0.33367 | 0.00050769 | 0.47525 | 0.47968 | 28.7807 | 0.31534 | 0.79502 | 1.5919 | 17.4445 | 18.9125 | 0.73401 | 0.01252 | 0.62598
917 | 2.1875 | 0.33367 | 0.00050769 | 0.47525 | 0.47968 | 28.7807 | 0.31722 | 0.79689 | 1.5957 | 17.5559 | 19.0364 | 0.74025 | 0.012601 | 0.63003
918 | 2.1931 | 0.33367 | 0.00050769 | 0.47525 | 0.47968 | 28.7807 | 0.31911 | 0.79879 | 1.5995 | 17.6595 | 19.1516 | 0.74605 | 0.012676 | 0.6338
919 | 2.1987 | 0.33367 | 0.00050769 | 0.47525 | 0.47968 | 28.7807 | 0.32102 | 0.80069 | 1.6033 | 17.756 | 19.259 | 0.75146 | 0.012746 | 0.63731
920 | 2.2042 | 0.33367 | 0.00050769 | 0.47525 | 0.47968 | 28.7807 | 0.32294 | 0.80262 | 1.6072 | 17.8463 | 19.3594 | 0.75651 | 0.012812 | 0.64059
921 | 2.2098 | 0.33367 | 0.00050769 | 0.47525 | 0.47968 | 28.7807 | 0.32488 | 0.80456 | 1.6111 | 17.931 | 19.4535 | 0.76126 | 0.012873 | 0.64367
922 | 2.2153 | 0.33367 | 0.00050769 | 0.47525 | 0.47968 | 28.7807 | 0.32684 | 0.80652 | 1.615 | 18.0106 | 19.5421 | 0.76572 | 0.012931 | 0.64657
923 | 2.2209 | 0.33367 | 0.00050769 | 0.47525 | 0.47968 | 28.7807 | 0.32882 | 0.8085 | 1.619 | 18.0858 | 19.6257 | 0.76993 | 0.012986 | 0.6493
924 | 2.2265 | 0.33367 | 0.00050769 | 0.47525 | 0.47968 | 28.7807 | 0.33082 | 0.81049 | 1.623 | 18.157 | 19.7048 | 0.77391 | 0.013038 | 0.65189
925 | 2.232 | 0.33367 | 0.00050769 | 0.47525 | 0.47968 | 28.7807 | 0.33283 | 0.81251 | 1.627 | 18.2246 | 19.78 | 0.7777 | 0.013087 | 0.65435
926 | 2.2376 | 0.33367 | 0.00050769 | 0.47525 | 0.47968 | 28.7807 | 0.33486 | 0.81454 | 1.6311 | 18.289 | 19.8516 | 0.78131 | 0.013134 | 0.65669
927 | 2.2431 | 0.33367 | 0.00050769 | 0.47525 | 0.47968 | 28.7807 | 0.33691 | 0.81659 | 1.6353 | 18.3506 | 19.9202 | 0.78476 | 0.013179 | 0.65893
928 | 2.2487 | 0.33367 | 0.00050769 | 0.47525 | 0.47968 | 28.7807 | 0.33898 | 0.81866 | 1.6394 | 18.4098 | 19.9859 | 0.78807 | 0.013222 | 0.66108
929 | 2.2543 | 0.33367 | 0.00050769 | 0.47525 | 0.47968 | 28.7807 | 0.34107 | 0.82075 | 1.6436 | 18.4667 | 20.0492 | 0.79125 | 0.013263 | 0.66315
930 | 2.2598 | 0.33367 | 0.00050769 | 0.47525 | 0.47968 | 28.7807 | 0.34318 | 0.82286 | 1.6478 | 18.5216 | 20.1103 | 0.79433 | 0.013303 | 0.66515
931 | 2.2654 | 0.33367 | 0.00050769 | 0.47525 | 0.47968 | 28.7807 | 0.34531 | 0.82499 | 1.6521 | 18.5749 | 20.1695 | 0.79731 | 0.013342 | 0.66709
932 | 2.271 | 0.33367 | 0.00050769 | 0.47525 | 0.47968 | 28.7807 | 0.34746 | 0.82714 | 1.6564 | 18.6266 | 20.227 | 0.80021 | 0.013379 | 0.66897
933 | 2.2765 | 0.33367 | 0.00050769 | 0.47525 | 0.47968 | 28.7807 | 0.34963 | 0.8293 | 1.6608 | 18.6769 | 20.283 | 0.80303 | 0.013416 | 0.6708
934 | 2.2821 | 0.33367 | 0.00050769 | 0.47525 | 0.47968 | 28.7807 | 0.35182 | 0.83149 | 1.6652 | 18.7262 | 20.3377 | 0.80579 | 0.013452 | 0.67259
935 | 2.2876 | 0.33367 | 0.00050769 | 0.47525 | 0.47968 | 28.7807 | 0.35403 | 0.8337 | 1.6696 | 18.7744 | 20.3914 | 0.80849 | 0.013487 | 0.67434
936 | 2.2932 | 0.33367 | 0.00050769 | 0.47525 | 0.47968 | 28.7807 | 0.35626 | 0.83593 | 1.6741 | 18.8218 | 20.444 | 0.81114 | 0.013521 | 0.67606
937 | 2.2988 | 0.33367 | 0.00050769 | 0.47525 | 0.47968 | 28.7807 | 0.35851 | 0.83818 | 1.6786 | 18.8684 | 20.4959 | 0.81375 | 0.013555 | 0.67776
938 | 2.3043 | 0.33367 | 0.00050769 | 0.47525 | 0.47968 | 28.7807 | 0.36078 | 0.84046 | 1.6832 | 18.9144 | 20.547 | 0.81632 | 0.013589 | 0.67943
939 | 2.3099 | 0.33367 | 0.00050769 | 0.47525 | 0.47968 | 28.7807 | 0.36307 | 0.84275 | 1.6878 | 18.9598 | 20.5976 | 0.81887 | 0.013622 | 0.68108
940 | 2.3154 | 0.33367 | 0.00050769 | 0.47525 | 0.47968 | 28.7807 | 0.36539 | 0.84507 | 1.6925 | 19.0049 | 20.6476 | 0.82139 | 0.013654 | 0.68272
941 | 2.321 | 0.33367 | 0.00050769 | 0.47525 | 0.47968 | 28.7807 | 0.36773 | 0.84741 | 1.6972 | 19.0495 | 20.6973 | 0.82389 | 0.013687 | 0.68435
942 | 2.3266 | 0.33367 | 0.00050769 | 0.47525 | 0.47968 | 28.7807 | 0.37009 | 0.84977 | 1.7019 | 19.094 | 20.7467 | 0.82638 | 0.013719 | 0.68596
943 | 2.3321 | 0.33367 | 0.00050769 | 0.47525 | 0.47968 | 28.7807 | 0.37247 | 0.85215 | 1.7067 | 19.1382 | 20.7959 | 0.82886 | 0.013751 | 0.68757
944 | 2.3377 | 0.33367 | 0.00050769 | 0.47525 | 0.47968 | 28.7807 | 0.37488 | 0.85456 | 1.7115 | 19.1822 | 20.8449 | 0.83132 | 0.013783 | 0.68917
945 | 2.3432 | 0.33367 | 0.00050769 | 0.47525 | 0.47968 | 28.7807 | 0.37731 | 0.85699 | 1.7164 | 19.2262 | 20.8938 | 0.83379 | 0.013815 | 0.69077
946 | 2.3488 | 0.33367 | 0.00050769 | 0.47525 | 0.47968 | 28.7807 | 0.37976 | 0.85944 | 1.7214 | 19.2701 | 20.9426 | 0.83625 | 0.013847 | 0.69237
947 | 2.3544 | 0.33367 | 0.00050769 | 0.47525 | 0.47968 | 28.7807 | 0.38224 | 0.86192 | 1.7263 | 19.3141 | 20.9915 | 0.83871 | 0.013879 | 0.69397
948 | 2.3599 | 0.33367 | 0.00050769 | 0.47525 | 0.47968 | 28.7807 | 0.38474 | 0.86442 | 1.7314 | 19.3581 | 21.0404 | 0.84117 | 0.013911 | 0.69557
949 | 2.3655 | 0.33367 | 0.00050769 | 0.47525 | 0.47968 | 28.7807 | 0.38727 | 0.86695 | 1.7365 | 19.4022 | 21.0894 | 0.84364 | 0.013943 | 0.69717
950 | 2.3711 | 0.33367 | 0.00050769 | 0.47525 | 0.47968 | 28.7807 | 0.38982 | 0.8695 | 1.7416 | 19.4464 | 21.1386 | 0.84612 | 0.013976 | 0.69878
951 | 2.3766 | 0.33367 | 0.00050769 | 0.47525 | 0.47968 | 28.7807 | 0.3924 | 0.87208 | 1.7468 | 19.4908 | 21.188 | 0.8486 | 0.014008 | 0.70039
952 | 2.3822 | 0.33367 | 0.00050769 | 0.47525 | 0.47968 | 28.7807 | 0.395 | 0.87468 | 1.752 | 19.5353 | 21.2375 | 0.8511 | 0.01404 | 0.70201
953 | 2.3877 | 0.33367 | 0.00050769 | 0.47525 | 0.47968 | 28.7807 | 0.39763 | 0.87731 | 1.7573 | 19.5801 | 21.2873 | 0.85361 | 0.014073 | 0.70364
954 | 2.3933 | 0.33367 | 0.00050769 | 0.47525 | 0.47968 | 28.7807 | 0.40029 | 0.87997 | 1.7626 | 19.6251 | 21.3374 | 0.85613 | 0.014106 | 0.70528
955 | 2.3989 | 0.33367 | 0.00050769 | 0.47525 | 0.47968 | 28.7807 | 0.40297 | 0.88265 | 1.768 | 19.6704 | 21.3877 | 0.85866 | 0.014138 | 0.70692
956 | 2.4044 | 0.33367 | 0.00050769 | 0.47525 | 0.47968 | 28.7807 | 0.40568 | 0.88536 | 1.7735 | 19.716 | 21.4384 | 0.86122 | 0.014172 | 0.70858
957 | 2.41 | 0.33367 | 0.00050769 | 0.47525 | 0.47968 | 28.7807 | 0.40842 | 0.88809 | 1.779 | 19.7619 | 21.4894 | 0.86378 | 0.014205 | 0.71025
958 | 2.4155 | 0.33367 | 0.00050769 | 0.47525 | 0.47968 | 28.7807 | 0.41118 | 0.89086 | 1.7845 | 19.8081 | 21.5408 | 0.86637 | 0.014239 | 0.71193
959 | 2.4211 | 0.33367 | 0.00050769 | 0.47525 | 0.47968 | 28.7807 | 0.41397 | 0.89365 | 1.7901 | 19.8546 | 21.5926 | 0.86898 | 0.014272 | 0.71362
960 | 2.4267 | 0.33367 | 0.00050769 | 0.47525 | 0.47968 | 28.7807 | 0.41679 | 0.89647 | 1.7958 | 19.9015 | 21.6447 | 0.87161 | 0.014307 | 0.71533
961 | 2.4322 | 0.33367 | 0.00050769 | 0.47525 | 0.47968 | 28.7807 | 0.41964 | 0.89932 | 1.8015 | 19.9488 | 21.6973 | 0.87425 | 0.014341 | 0.71705
962 | 2.4378 | 0.33367 | 0.00050769 | 0.47525 | 0.47968 | 28.7807 | 0.42252 | 0.9022 | 1.8073 | 19.9965 | 21.7503 | 0.87692 | 0.014376 | 0.71878
963 | 2.4433 | 0.33367 | 0.00050769 | 0.47525 | 0.47968 | 28.7807 | 0.42543 | 0.90511 | 1.8132 | 20.0446 | 21.8038 | 0.87962 | 0.014411 | 0.72053
964 | 2.4489 | 0.33367 | 0.00050769 | 0.47525 | 0.47968 | 28.7807 | 0.42837 | 0.90805 | 1.8191 | 20.0931 | 21.8577 | 0.88233 | 0.014446 | 0.72229
965 | 2.4545 | 0.33367 | 0.00050769 | 0.47525 | 0.47968 | 28.7807 | 0.43134 | 0.91102 | 1.825 | 20.142 | 21.9121 | 0.88507 | 0.014481 | 0.72407
966 | 2.46 | 0.33367 | 0.00050769 | 0.47525 | 0.47968 | 28.7807 | 0.43434 | 0.91402 | 1.8311 | 20.1913 | 21.967 | 0.88784 | 0.014517 | 0.72587
967 | 2.4656 | 0.33367 | 0.00050769 | 0.47525 | 0.47968 | 28.7807 | 0.43737 | 0.91705 | 1.8372 | 20.2412 | 22.0224 | 0.89063 | 0.014554 | 0.72768
968 | 2.4712 | 0.33367 | 0.00050769 | 0.47525 | 0.47968 | 28.7807 | 0.44044 | 0.92011 | 1.8433 | 20.2914 | 22.0783 | 0.89344 | 0.01459 | 0.72951
969 | 2.4767 | 0.33367 | 0.00050769 | 0.47525 | 0.47968 | 28.7807 | 0.44353 | 0.92321 | 1.8495 | 20.3422 | 22.1348 | 0.89628 | 0.014627 | 0.73135
970 | 2.4823 | 0.33367 | 0.00050769 | 0.47525 | 0.47968 | 28.7807 | 0.44666 | 0.92634 | 1.8558 | 20.3934 | 22.1918 | 0.89915 | 0.014664 | 0.73322
971 | 2.4878 | 0.33367 | 0.00050769 | 0.47525 | 0.47968 | 28.7807 | 0.44982 | 0.9295 | 1.8622 | 20.4452 | 22.2493 | 0.90205 | 0.014702 | 0.7351
972 | 2.4934 | 0.33367 | 0.00050769 | 0.47525 | 0.47968 | 28.7807 | 0.45302 | 0.9327 | 1.8686 | 20.4974 | 22.3074 | 0.90498 | 0.01474 | 0.737
973 | 2.499 | 0.33367 | 0.00050769 | 0.47525 | 0.47968 | 28.7807 | 0.45625 | 0.93593 | 1.8751 | 20.5502 | 22.3661 | 0.90793 | 0.014778 | 0.73892
974 | 2.5045 | 0.33367 | 0.00050769 | 0.47525 | 0.47968 | 28.7807 | 0.45951 | 0.93919 | 1.8817 | 20.6035 | 22.4253 | 0.91092 | 0.014817 | 0.74085
975 | 2.5101 | 0.33367 | 0.00050769 | 0.47525 | 0.47968 | 28.7807 | 0.46281 | 0.94249 | 1.8883 | 20.6573 | 22.4852 | 0.91393 | 0.014856 | 0.74281
976 | 2.5156 | 0.33367 | 0.00050769 | 0.47525 | 0.47968 | 28.7807 | 0.46615 | 0.94583 | 1.895 | 20.7117 | 22.5456 | 0.91697 | 0.014896 | 0.74479
977 | 2.5212 | 0.33367 | 0.00050769 | 0.47525 | 0.47968 | 28.7807 | 0.46952 | 0.9492 | 1.9018 | 20.7666 | 22.6067 | 0.92005 | 0.014936 | 0.74679
978 | 2.5268 | 0.33367 | 0.00050769 | 0.47525 | 0.47968 | 28.7807 | 0.47293 | 0.95261 | 1.9087 | 20.8221 | 22.6684 | 0.92316 | 0.014976 | 0.7488
979 | 2.5323 | 0.33367 | 0.00050769 | 0.47525 | 0.47968 | 28.7807 | 0.47638 | 0.95605 | 1.9156 | 20.8782 | 22.7308 | 0.9263 | 0.015017 | 0.75084
980 | 2.5379 | 0.33367 | 0.00050769 | 0.47525 | 0.47968 | 28.7807 | 0.47986 | 0.95954 | 1.9226 | 20.9348 | 22.7938 | 0.92947 | 0.015058 | 0.7529
981 | 2.5434 | 0.33367 | 0.00050769 | 0.47525 | 0.47968 | 28.7807 | 0.48338 | 0.96306 | 1.9297 | 20.9921 | 22.8574 | 0.93268 | 0.0151 | 0.75498
982 | 2.549 | 0.33367 | 0.00050769 | 0.47525 | 0.47968 | 28.7807 | 0.48694 | 0.96662 | 1.9368 | 21.0499 | 22.9217 | 0.93592 | 0.015142 | 0.75709
983 | 2.5546 | 0.33367 | 0.00050769 | 0.47525 | 0.47968 | 28.7807 | 0.49054 | 0.97022 | 1.9441 | 21.1084 | 22.9868 | 0.93919 | 0.015184 | 0.75921
984 | 2.5601 | 0.33367 | 0.00050769 | 0.47525 | 0.47968 | 28.7807 | 0.49418 | 0.97386 | 1.9514 | 21.1675 | 23.0525 | 0.9425 | 0.015227 | 0.76136
985 | 2.5657 | 0.33367 | 0.00050769 | 0.47525 | 0.47968 | 28.7807 | 0.49786 | 0.97754 | 1.9588 | 21.2272 | 23.1189 | 0.94584 | 0.015271 | 0.76353
986 | 2.5713 | 0.33367 | 0.00050769 | 0.47525 | 0.47968 | 28.7807 | 0.50159 | 0.98126 | 1.9663 | 21.2875 | 23.186 | 0.94922 | 0.015315 | 0.76573
987 | 2.5768 | 0.33367 | 0.00050769 | 0.47525 | 0.47968 | 28.7807 | 0.50535 | 0.98503 | 1.9739 | 21.3486 | 23.2538 | 0.95264 | 0.015359 | 0.76795
988 | 2.5824 | 0.33367 | 0.00050769 | 0.47525 | 0.47968 | 28.7807 | 0.50916 | 0.98884 | 1.9815 | 21.4102 | 23.3224 | 0.95609 | 0.015404 | 0.77019
989 | 2.5879 | 0.33367 | 0.00050769 | 0.47525 | 0.47968 | 28.7807 | 0.51301 | 0.99269 | 1.9893 | 21.4726 | 23.3918 | 0.95958 | 0.015449 | 0.77246
990 | 2.5935 | 0.33367 | 0.00050769 | 0.47525 | 0.47968 | 28.7807 | 0.5169 | 0.99658 | 1.9971 | 21.5356 | 23.4618 | 0.96311 | 0.015495 | 0.77475
991 | 2.5991 | 0.33367 | 0.00050769 | 0.47525 | 0.47968 | 28.7807 | 0.52084 | 1.0005 | 2.005 | 21.5993 | 23.5327 | 0.96668 | 0.015541 | 0.77707
992 | 2.6046 | 0.33367 | 0.00050769 | 0.47525 | 0.47968 | 28.7807 | 0.52482 | 1.0045 | 2.013 | 21.6638 | 23.6044 | 0.97029 | 0.015588 | 0.77941
993 | 2.6102 | 0.33367 | 0.00050769 | 0.47525 | 0.47968 | 28.7807 | 0.52885 | 1.0085 | 2.0211 | 21.7289 | 23.6768 | 0.97394 | 0.015636 | 0.78178
994 | 2.6157 | 0.33367 | 0.00050769 | 0.47525 | 0.47968 | 28.7807 | 0.53293 | 1.0126 | 2.0293 | 21.7948 | 23.7501 | 0.97763 | 0.015683 | 0.78417
995 | 2.6213 | 0.33367 | 0.00050769 | 0.47525 | 0.47968 | 28.7807 | 0.53705 | 1.0167 | 2.0376 | 21.8614 | 23.8241 | 0.98136 | 0.015732 | 0.7866
996 | 2.6269 | 0.33367 | 0.00050769 | 0.47525 | 0.47968 | 28.7807 | 0.54122 | 1.0209 | 2.046 | 21.9288 | 23.8991 | 0.98513 | 0.015781 | 0.78905
997 | 2.6324 | 0.33367 | 0.00050769 | 0.47525 | 0.47968 | 28.7807 | 0.54544 | 1.0251 | 2.0545 | 21.9969 | 23.9748 | 0.98895 | 0.01583 | 0.79152
998 | 2.638 | 0.33367 | 0.00050769 | 0.47525 | 0.47968 | 28.7807 | 0.54971 | 1.0294 | 2.0631 | 22.0658 | 24.0514 | 0.99281 | 0.015881 | 0.79403
999 | 2.6435 | 0.33367 | 0.00050769 | 0.47525 | 0.47968 | 28.7807 | 0.55403 | 1.0337 | 2.0718 | 22.1355 | 24.1289 | 0.99671 | 0.015931 | 0.79656
1000 | 2.6491 | 0.33367 | 0.00050769 | 0.47525 | 0.47968 | 28.7807 | 0.5584 | 1.0381 | 2.0964 | 22.206 | 24.2073 | 1.0007 | 0.015983 | 0.79913
1001 | 2.6563 | 0.34588 | 0.00052308 | 0.47526 | 0.49725 | 29.3077 | 0.56105 | 1.0583 | 2.1368 | 22.2915 | 24.3024 | 1.0054 | 0.016045 | 0.80224
1002 | 2.6635 | 0.3581 | 0.00053846 | 0.47527 | 0.51481 | 30.3618 | 0.56372 | 1.0785 | 2.1774 | 22.4047 | 24.4283 | 1.0118 | 0.016127 | 0.80635
1003 | 2.6707 | 0.37031 | 0.00056923 | 0.47528 | 0.53239 | 31.4162 | 0.56642 | 1.0988 | 2.2179 | 22.543 | 24.5821 | 1.0195 | 0.016228 | 0.81138
1004 | 2.6779 | 0.38253 | 0.00058462 | 0.47529 | 0.54996 | 32.4707 | 0.56914 | 1.1191 | 2.2585 | 22.7039 | 24.7609 | 1.0285 | 0.016345 | 0.81723
1005 | 2.6851 | 0.39474 | 0.0006 | 0.4753 | 0.56753 | 33.5249 | 0.57189 | 1.1394 | 2.2992 | 22.885 | 24.9624 | 1.0387 | 0.016476 | 0.82382
1006 | 2.6922 | 0.40696 | 0.00061538 | 0.47531 | 0.58511 | 34.5792 | 0.57466 | 1.1598 | 2.3399 | 23.0845 | 25.1842 | 1.0499 | 0.016621 | 0.83107
1007 | 2.6994 | 0.41917 | 0.00063077 | 0.47532 | 0.60268 | 35.6335 | 0.57746 | 1.1801 | 2.3807 | 23.3005 | 25.4244 | 1.0619 | 0.016779 | 0.83893
1008 | 2.7066 | 0.43139 | 0.00066154 | 0.47533 | 0.62026 | 36.6881 | 0.58029 | 1.2005 | 2.4058 | 23.5315 | 25.6812 | 1.0749 | 0.016947 | 0.84733
1009 | 2.7138 | 0.43139 | 0.00066154 | 0.47533 | 0.62026 | 37.2156 | 0.58504 | 1.2053 | 2.4154 | 23.7617 | 25.9373 | 1.0878 | 0.017114 | 0.8557
1010 | 2.721 | 0.43139 | 0.00066154 | 0.47533 | 0.62026 | 37.2156 | 0.58984 | 1.2101 | 2.4251 | 23.9774 | 26.1771 | 1.0999 | 0.017271 | 0.86354
1011 | 2.7282 | 0.43139 | 0.00066154 | 0.47533 | 0.62026 | 37.2156 | 0.59471 | 1.215 | 2.4349 | 24.1801 | 26.4025 | 1.1112 | 0.017418 | 0.87091
1012 | 2.7354 | 0.43139 | 0.00066154 | 0.47533 | 0.62026 | 37.2156 | 0.59963 | 1.2199 | 2.4448 | 24.3711 | 26.6149 | 1.1219 | 0.017557 | 0.87786
1013 | 2.7426 | 0.43139 | 0.00066154 | 0.47533 | 0.62026 | 37.2156 | 0.60462 | 1.2249 | 2.4548 | 24.5519 | 26.8159 | 1.132 | 0.017689 | 0.88443
1014 | 2.7498 | 0.43139 | 0.00066154 | 0.47533 | 0.62026 | 37.2156 | 0.60967 | 1.2299 | 2.465 | 24.7234 | 27.0067 | 1.1416 | 0.017813 | 0.89067
1015 | 2.757 | 0.43139 | 0.00066154 | 0.47533 | 0.62026 | 37.2156 | 0.61478 | 1.235 | 2.4753 | 24.8868 | 27.1884 | 1.1508 | 0.017932 | 0.89661
1016 | 2.7641 | 0.43139 | 0.00066154 | 0.47533 | 0.62026 | 37.2156 | 0.61996 | 1.2402 | 2.4857 | 25.043 | 27.362 | 1.1595 | 0.018046 | 0.90229
1017 | 2.7713 | 0.43139 | 0.00066154 | 0.47533 | 0.62026 | 37.2156 | 0.6252 | 1.2455 | 2.4962 | 25.1928 | 27.5287 | 1.1679 | 0.018155 | 0.90774
1018 | 2.7785 | 0.43139 | 0.00066154 | 0.47533 | 0.62026 | 37.2156 | 0.63051 | 1.2508 | 2.5069 | 25.3371 | 27.6891 | 1.176 | 0.01826 | 0.91298
1019 | 2.7857 | 0.43139 | 0.00066154 | 0.47533 | 0.62026 | 37.2156 | 0.63588 | 1.2561 | 2.5177 | 25.4764 | 27.844 | 1.1838 | 0.018361 | 0.91805
1020 | 2.7929 | 0.43139 | 0.00066154 | 0.47533 | 0.62026 | 37.2156 | 0.64133 | 1.2616 | 2.5287 | 25.6114 | 27.9941 | 1.1914 | 0.018459 | 0.92296
1021 | 2.8001 | 0.43139 | 0.00066154 | 0.47533 | 0.62026 | 37.2156 | 0.64685 | 1.2671 | 2.5398 | 25.7427 | 28.1401 | 1.1987 | 0.018555 | 0.92773
1022 | 2.8073 | 0.43139 | 0.00066154 | 0.47533 | 0.62026 | 37.2156 | 0.65244 | 1.2727 | 2.5511 | 25.8707 | 28.2825 | 1.2059 | 0.018648 | 0.93239
1023 | 2.8145 | 0.43139 | 0.00066154 | 0.47533 | 0.62026 | 37.2156 | 0.6581 | 1.2784 | 2.5624 | 25.996 | 28.4218 | 1.2129 | 0.018739 | 0.93694
1024 | 2.8217 | 0.43139 | 0.00066154 | 0.47533 | 0.62026 | 37.2156 | 0.66383 | 1.2841 | 2.574 | 26.1189 | 28.5584 | 1.2198 | 0.018828 | 0.94141
1025 | 2.8289 | 0.43139 | 0.00066154 | 0.47533 | 0.62026 | 37.2156 | 0.66964 | 1.2899 | 2.5857 | 26.2398 | 28.6929 | 1.2265 | 0.018916 | 0.94581
1026 | 2.836 | 0.43139 | 0.00066154 | 0.47533 | 0.62026 | 37.2156 | 0.67553 | 1.2958 | 2.5975 | 26.359 | 28.8255 | 1.2332 | 0.019003 | 0.95015
1027 | 2.8432 | 0.43139 | 0.00066154 | 0.47533 | 0.62026 | 37.2156 | 0.68149 | 1.3018 | 2.6096 | 26.4769 | 28.9566 | 1.2398 | 0.019089 | 0.95443
1028 | 2.8504 | 0.43139 | 0.00066154 | 0.47533 | 0.62026 | 37.2156 | 0.68754 | 1.3078 | 2.6217 | 26.5937 | 29.0865 | 1.2464 | 0.019174 | 0.95868
1029 | 2.8576 | 0.43139 | 0.00066154 | 0.47533 | 0.62026 | 37.2156 | 0.69366 | 1.3139 | 2.6341 | 26.7097 | 29.2154 | 1.2529 | 0.019258 | 0.9629
1030 | 2.8648 | 0.43139 | 0.00066154 | 0.47533 | 0.62026 | 37.2156 | 0.69987 | 1.3201 | 2.6466 | 26.8251 | 29.3438 | 1.2593 | 0.019342 | 0.9671
1031 | 2.872 | 0.43139 | 0.00066154 | 0.47533 | 0.62026 | 37.2156 | 0.70616 | 1.3264 | 2.6592 | 26.9401 | 29.4717 | 1.2658 | 0.019426 | 0.97128
1032 | 2.8792 | 0.43139 | 0.00066154 | 0.47533 | 0.62026 | 37.2156 | 0.71254 | 1.3328 | 2.6721 | 27.055 | 29.5994 | 1.2722 | 0.019509 | 0.97545
1033 | 2.8864 | 0.43139 | 0.00066154 | 0.47533 | 0.62026 | 37.2156 | 0.719 | 1.3393 | 2.6851 | 27.1698 | 29.727 | 1.2786 | 0.019593 | 0.97963
1034 | 2.8936 | 0.43139 | 0.00066154 | 0.47533 | 0.62026 | 37.2156 | 0.72555 | 1.3458 | 2.6983 | 27.2847 | 29.8548 | 1.2851 | 0.019676 | 0.98381
1035 | 2.9008 | 0.43139 | 0.00066154 | 0.47533 | 0.62026 | 37.2156 | 0.73219 | 1.3525 | 2.7116 | 27.3999 | 29.983 | 1.2915 | 0.01976 | 0.988
1036 | 2.9079 | 0.43139 | 0.00066154 | 0.47533 | 0.62026 | 37.2156 | 0.73893 | 1.3592 | 2.7252 | 27.5156 | 30.1116 | 1.298 | 0.019844 | 0.9922
1037 | 2.9151 | 0.43139 | 0.00066154 | 0.47533 | 0.62026 | 37.2156 | 0.74575 | 1.366 | 2.7389 | 27.6318 | 30.2408 | 1.3045 | 0.019929 | 0.99643
1038 | 2.9223 | 0.43139 | 0.00066154 | 0.47533 | 0.62026 | 37.2156 | 0.75267 | 1.3729 | 2.7529 | 27.75 | 30.3707 | 1.3104 | 0.020014 | 1.0004
1039 | 2.9295 | 0.43139 | 0.00066154 | 0.47533 | 0.62026 | 37.2156 | 0.75969 | 1.38 | 2.767 | 27.8775 | 30.5029 | 1.3127 | 0.020103 | 1.0026
1040 | 2.9367 | 0.43139 | 0.00066154 | 0.47533 | 0.62026 | 37.2156 | 0.76681 | 1.3871 | 2.7814 | 28.0142 | 30.6445 | 1.3152 | 0.020199 | 1.005
1041 | 2.9439 | 0.43139 | 0.00066154 | 0.47533 | 0.62026 | 37.2156 | 0.77402 | 1.3943 | 2.7959 | 28.1599 | 30.7955 | 1.3178 | 0.020301 | 1.0075
1042 | 2.9511 | 0.43139 | 0.00066154 | 0.47533 | 0.62026 | 37.2156 | 0.78134 | 1.4016 | 2.8106 | 28.3144 | 30.9557 | 1.3207 | 0.02041 | 1.0102
1043 | 2.9583 | 0.43139 | 0.00066154 | 0.47533 | 0.62026 | 37.2156 | 0.78877 | 1.409 | 2.8256 | 28.4778 | 31.1251 | 1.3236 | 0.020524 | 1.0131
1044 | 2.9655 | 0.43139 | 0.00066154 | 0.47533 | 0.62026 | 37.2156 | 0.7963 | 1.4166 | 2.8408 | 28.6498 | 31.3034 | 1.3268 | 0.020645 | 1.0161
1045 | 2.9727 | 0.43139 | 0.00066154 | 0.47533 | 0.62026 | 37.2156 | 0.80394 | 1.4242 | 2.8561 | 28.8305 | 31.4906 | 1.3301 | 0.020772 | 1.0193
1046 | 2.9798 | 0.43139 | 0.00066154 | 0.47533 | 0.62026 | 37.2156 | 0.81168 | 1.4319 | 2.8718 | 29.0196 | 31.6866 | 1.3335 | 0.020904 | 1.0226
1047 | 2.987 | 0.43139 | 0.00066154 | 0.47533 | 0.62026 | 37.2156 | 0.81955 | 1.4398 | 2.8876 | 29.2171 | 31.8913 | 1.3371 | 0.021043 | 1.0261
1048 | 2.9942 | 0.43139 | 0.00066154 | 0.47533 | 0.62026 | 37.2156 | 0.82752 | 1.4478 | 2.9037 | 29.4229 | 32.1047 | 1.3409 | 0.021187 | 1.0297
1049 | 3.0014 | 0.43139 | 0.00066154 | 0.47533 | 0.62026 | 37.2156 | 0.83562 | 1.4559 | 2.92 | 29.6371 | 32.3266 | 1.3448 | 0.021337 | 1.0334
1050 | 3.0086 | 0.43139 | 0.00066154 | 0.47533 | 0.62026 | 37.2156 | 0.84383 | 1.4641 | 2.9568 | 29.8594 | 32.557 | 1.3488 | 0.021493 | 1.0373
1051 | 3.018 | 0.44812 | 0.00067692 | 0.47534 | 0.64433 | 37.9378 | 0.84838 | 1.4927 | 3.0141 | 30.1094 | 32.8162 | 1.3534 | 0.021669 | 1.0417
1052 | 3.0274 | 0.46486 | 0.00070769 | 0.47535 | 0.66842 | 39.3827 | 0.85299 | 1.5214 | 3.0716 | 30.406 | 33.1235 | 1.3588 | 0.021877 | 1.0469
1053 | 3.0369 | 0.4816 | 0.00073846 | 0.47537 | 0.69251 | 40.8279 | 0.85764 | 1.5501 | 3.1291 | 30.7475 | 33.4775 | 1.365 | 0.022116 | 1.0529
1054 | 3.0463 | 0.49833 | 0.00075385 | 0.47538 | 0.71659 | 42.2729 | 0.86234 | 1.5789 | 3.1867 | 31.1325 | 33.8766 | 1.372 | 0.022386 | 1.0597
1055 | 3.0557 | 0.51507 | 0.00078462 | 0.47539 | 0.74068 | 43.718 | 0.8671 | 1.6078 | 3.2445 | 31.5595 | 34.3192 | 1.3798 | 0.022686 | 1.0671
1056 | 3.0651 | 0.53181 | 0.00081538 | 0.47541 | 0.76477 | 45.1635 | 0.8719 | 1.6367 | 3.3023 | 32.0273 | 34.804 | 1.3884 | 0.023014 | 1.0753
1057 | 3.0745 | 0.54854 | 0.00083077 | 0.47542 | 0.78885 | 46.6087 | 0.87677 | 1.6656 | 3.3602 | 32.5344 | 35.3296 | 1.3976 | 0.023369 | 1.0842
1058 | 3.084 | 0.56528 | 0.00086154 | 0.47543 | 0.81295 | 48.0539 | 0.88168 | 1.6946 | 3.3983 | 33.0796 | 35.8946 | 1.4075 | 0.023751 | 1.0938
1059 | 3.0934 | 0.56528 | 0.00086154 | 0.47543 | 0.81295 | 48.7768 | 0.89074 | 1.7037 | 3.4166 | 33.6423 | 36.4779 | 1.4178 | 0.024146 | 1.1037
1060 | 3.1028 | 0.56528 | 0.00086154 | 0.47543 | 0.81295 | 48.7768 | 0.89995 | 1.7129 | 3.4351 | 34.2028 | 37.0589 | 1.428 | 0.024539 | 1.1135
1061 | 3.1122 | 0.56528 | 0.00086154 | 0.47543 | 0.81295 | 48.7768 | 0.9093 | 1.7222 | 3.454 | 34.7616 | 37.638 | 1.4382 | 0.024931 | 1.1233
1062 | 3.1217 | 0.56528 | 0.00086154 | 0.47543 | 0.81295 | 48.7768 | 0.9188 | 1.7317 | 3.4731 | 35.3188 | 38.2155 | 1.4484 | 0.025322 | 1.133
1063 | 3.1311 | 0.56528 | 0.00086154 | 0.47543 | 0.81295 | 48.7768 | 0.92844 | 1.7414 | 3.4926 | 35.8749 | 38.7919 | 1.4585 | 0.025712 | 1.1428
1064 | 3.1405 | 0.56528 | 0.00086154 | 0.47543 | 0.81295 | 48.7768 | 0.93824 | 1.7512 | 3.5123 | 36.4303 | 39.3675 | 1.4686 | 0.026101 | 1.1525
1065 | 3.1499 | 0.56528 | 0.00086154 | 0.47543 | 0.81295 | 48.7768 | 0.9482 | 1.7611 | 3.5324 | 36.9851 | 39.9426 | 1.4787 | 0.02649 | 1.1623
1066 | 3.1593 | 0.56528 | 0.00086154 | 0.47543 | 0.81295 | 48.7768 | 0.95831 | 1.7713 | 3.5528 | 37.5398 | 40.5175 | 1.4889 | 0.026879 | 1.172
1067 | 3.1688 | 0.56528 | 0.00086154 | 0.47543 | 0.81295 | 48.7768 | 0.96859 | 1.7815 | 3.5735 | 38.0946 | 41.0926 | 1.499 | 0.027268 | 1.1817
1068 | 3.1782 | 0.56528 | 0.00086154 | 0.47543 | 0.81295 | 48.7768 | 0.97903 | 1.792 | 3.5946 | 38.6499 | 41.6681 | 1.5091 | 0.027658 | 1.1914
1069 | 3.1876 | 0.56528 | 0.00086154 | 0.47543 | 0.81295 | 48.7768 | 0.98964 | 1.8026 | 3.616 | 39.206 | 42.2445 | 1.5192 | 0.028048 | 1.2012
1070 | 3.197 | 0.56528 | 0.00086154 | 0.47543 | 0.81295 | 48.7768 | 1.0004 | 1.8134 | 3.6377 | 39.7632 | 42.822 | 1.5294 | 0.028438 | 1.211
1071 | 3.2064 | 0.56528 | 0.00086154 | 0.47543 | 0.81295 | 48.7768 | 1.0114 | 1.8243 | 3.6598 | 40.3217 | 43.4009 | 1.5396 | 0.02883 | 1.2208
1072 | 3.2159 | 0.56528 | 0.00086154 | 0.47543 | 0.81295 | 48.7768 | 1.0225 | 1.8355 | 3.6823 | 40.8819 | 43.9815 | 1.5498 | 0.029223 | 1.2306
1073 | 3.2253 | 0.56528 | 0.00086154 | 0.47543 | 0.81295 | 48.7768 | 1.0339 | 1.8468 | 3.7051 | 41.4441 | 44.5642 | 1.56 | 0.029617 | 1.2404
1074 | 3.2347 | 0.56528 | 0.00086154 | 0.47543 | 0.81295 | 48.7768 | 1.0454 | 1.8583 | 3.7284 | 42.0086 | 45.1493 | 1.5703 | 0.030013 | 1.2503
1075 | 3.2441 | 0.56528 | 0.00086154 | 0.47543 | 0.81295 | 48.7768 | 1.0571 | 1.87 | 3.752 | 42.5756 | 45.737 | 1.5807 | 0.030411 | 1.2603
1076 | 3.2536 | 0.56528 | 0.00086154 | 0.47543 | 0.81295 | 48.7768 | 1.069 | 1.882 | 3.776 | 43.1455 | 46.3276 | 1.5911 | 0.03081 | 1.2703
1077 | 3.263 | 0.56528 | 0.00086154 | 0.47543 | 0.81295 | 48.7768 | 1.0811 | 1.8941 | 3.8005 | 43.7185 | 46.9215 | 1.6015 | 0.031212 | 1.2803
1078 | 3.2724 | 0.56528 | 0.00086154 | 0.47543 | 0.81295 | 48.7768 | 1.0934 | 1.9064 | 3.8253 | 44.2949 | 47.519 | 1.612 | 0.031616 | 1.2904
1079 | 3.2818 | 0.56528 | 0.00086154 | 0.47543 | 0.81295 | 48.7768 | 1.106 | 1.9189 | 3.8506 | 44.875 | 48.1202 | 1.6226 | 0.032023 | 1.3006
1080 | 3.2912 | 0.56528 | 0.00086154 | 0.47543 | 0.81295 | 48.7768 | 1.1187 | 1.9317 | 3.8763 | 45.4591 | 48.7256 | 1.6333 | 0.032433 | 1.3108
1081 | 3.3007 | 0.56528 | 0.00086154 | 0.47543 | 0.81295 | 48.7768 | 1.1317 | 1.9446 | 3.9025 | 46.0475 | 49.3354 | 1.644 | 0.032845 | 1.3211
1082 | 3.3101 | 0.56528 | 0.00086154 | 0.47543 | 0.81295 | 48.7768 | 1.1449 | 1.9578 | 3.9291 | 46.6404 | 49.9499 | 1.6548 | 0.033261 | 1.3315
1083 | 3.3195 | 0.56528 | 0.00086154 | 0.47543 | 0.81295 | 48.7768 | 1.1583 | 1.9713 | 3.9562 | 47.2381 | 50.5695 | 1.6657 | 0.03368 | 1.342
1084 | 3.3289 | 0.56528 | 0.00086154 | 0.47543 | 0.81295 | 48.7768 | 1.172 | 1.9849 | 3.9838 | 47.8409 | 51.1943 | 1.6767 | 0.034103 | 1.3526
1085 | 3.3383 | 0.56528 | 0.00086154 | 0.47543 | 0.81295 | 48.7768 | 1.1859 | 1.9988 | 4.0119 | 48.4492 | 51.8247 | 1.6878 | 0.03453 | 1.3632
1086 | 3.3478 | 0.56528 | 0.00086154 | 0.47543 | 0.81295 | 48.7768 | 1.2001 | 2.013 | 4.0404 | 49.0631 | 52.4611 | 1.699 | 0.03496 | 1.374
1087 | 3.3572 | 0.56528 | 0.00086154 | 0.47543 | 0.81295 | 48.7768 | 1.2145 | 2.0274 | 4.0695 | 49.683 | 53.1036 | 1.7103 | 0.035395 | 1.3849
1088 | 3.3666 | 0.56528 | 0.00086154 | 0.47543 | 0.81295 | 48.7768 | 1.2292 | 2.0421 | 4.0991 | 50.3092 | 53.7525 | 1.7217 | 0.035834 | 1.3958
1089 | 3.376 | 0.56528 | 0.00086154 | 0.47543 | 0.81295 | 48.7768 | 1.2441 | 2.057 | 4.1293 | 50.9395 | 54.4083 | 1.7344 | 0.036277 | 1.4092
1090 | 3.3855 | 0.56528 | 0.00086154 | 0.47543 | 0.81295 | 48.7768 | 1.2593 | 2.0723 | 4.16 | 51.573 | 55.0688 | 1.7479 | 0.036722 | 1.4241
1091 | 3.3949 | 0.56528 | 0.00086154 | 0.47543 | 0.81295 | 48.7768 | 1.2748 | 2.0878 | 4.1913 | 52.21 | 55.733 | 1.7615 | 0.03717 | 1.439
1092 | 3.4043 | 0.56528 | 0.00086154 | 0.47543 | 0.81295 | 48.7768 | 1.2906 | 2.1035 | 4.2232 | 52.851 | 56.4013 | 1.7752 | 0.037621 | 1.454
1093 | 3.4137 | 0.56528 | 0.00086154 | 0.47543 | 0.81295 | 48.7768 | 1.3067 | 2.1196 | 4.2556 | 53.4962 | 57.0741 | 1.7889 | 0.038075 | 1.4692
1094 | 3.4231 | 0.56528 | 0.00086154 | 0.47543 | 0.81295 | 48.7768 | 1.3231 | 2.136 | 4.2887 | 54.1463 | 57.7519 | 1.8028 | 0.038532 | 1.4844
1095 | 3.4326 | 0.56528 | 0.00086154 | 0.47543 | 0.81295 | 48.7768 | 1.3398 | 2.1527 | 4.3224 | 54.8014 | 58.435 | 1.8168 | 0.038993 | 1.4998
1096 | 3.442 | 0.56528 | 0.00086154 | 0.47543 | 0.81295 | 48.7768 | 1.3568 | 2.1697 | 4.3568 | 55.462 | 59.1238 | 1.8309 | 0.039458 | 1.5153
1097 | 3.4514 | 0.56528 | 0.00086154 | 0.47543 | 0.81295 | 48.7768 | 1.3741 | 2.1871 | 4.3918 | 56.1286 | 59.8188 | 1.8451 | 0.039927 | 1.5309
1098 | 3.4608 | 0.56528 | 0.00086154 | 0.47543 | 0.81295 | 48.7768 | 1.3918 | 2.2047 | 4.4275 | 56.8014 | 60.5204 | 1.8595 | 0.0404 | 1.5467
1099 | 3.4702 | 0.56528 | 0.00086154 | 0.47543 | 0.81295 | 48.7768 | 1.4098 | 2.2228 | 4.4639 | 57.481 | 61.2289 | 1.874 | 0.040878 | 1.5626
1100 | 3.4797 | 0.56528 | 0.00086154 | 0.47543 | 0.81295 | 48.7768 | 1.4282 | 2.2411 | 4.5336 | 58.1676 | 61.9449 | 1.8886 | 0.041361 | 1.5787
1101 | 3.4933 | 0.59657 | 0.00090769 | 0.47545 | 0.85799 | 50.128 | 1.4345 | 2.2924 | 4.6363 | 58.893 | 62.7012 | 1.9041 | 0.041871 | 1.5957
1102 | 3.5069 | 0.62786 | 0.00095385 | 0.47548 | 0.90303 | 52.8306 | 1.4408 | 2.3438 | 4.7391 | 59.6799 | 63.5293 | 1.9247 | 0.042427 | 1.6214
1103 | 3.5204 | 0.65915 | 0.001 | 0.4755 | 0.94808 | 55.5334 | 1.4472 | 2.3952 | 4.8657 | 60.5231 | 64.419 | 1.9479 | 0.043024 | 1.6512
1104 | 3.534 | 0.69044 | 0.03292 | 0.49146 | 1.0264 | 59.2351 | 1.444 | 2.4704 | 5.0118 | 61.4421 | 65.3887 | 1.9733 | 0.043675 | 1.6837
1105 | 3.5476 | 0.72173 | 0.05686 | 0.50343 | 1.0991 | 63.7647 | 1.4423 | 2.5413 | 5.155 | 62.4515 | 66.4539 | 2.0012 | 0.044389 | 1.7194
1106 | 3.5612 | 0.75302 | 0.0808 | 0.5154 | 1.174 | 68.1916 | 1.4397 | 2.6137 | 5.2939 | 63.544 | 67.6066 | 2.0313 | 0.045162 | 1.7581
1107 | 3.5748 | 0.78431 | 0.096028 | 0.52301 | 1.2408 | 72.4444 | 1.4394 | 2.6802 | 5.4277 | 64.7108 | 68.8379 | 2.0635 | 0.045988 | 1.7994
1108 | 3.5884 | 0.8156 | 0.11126 | 0.53063 | 1.3091 | 76.4984 | 1.4384 | 2.7475 | 5.515 | 65.9434 | 70.1385 | 2.0975 | 0.04686 | 1.843
1109 | 3.602 | 0.8156 | 0.11126 | 0.53063 | 1.3091 | 78.547 | 1.4583 | 2.7675 | 5.5552 | 67.1943 | 71.4584 | 2.1321 | 0.047745 | 1.8873
1110 | 3.6156 | 0.8156 | 0.11126 | 0.53063 | 1.3091 | 78.547 | 1.4787 | 2.7878 | 5.6265 | 68.4179 | 72.7495 | 2.1658 | 0.048611 | 1.9306
1111 | 3.6318 | 0.83515 | 0.12141 | 0.5357 | 1.3533 | 79.8731 | 1.4854 | 2.8388 | 5.7289 | 69.645 | 74.0444 | 2.1997 | 0.04948 | 1.974
1112 | 3.648 | 0.8547 | 0.13156 | 0.54078 | 1.3981 | 82.5433 | 1.4921 | 2.8902 | 5.8322 | 70.9107 | 75.3739 | 2.2316 | 0.050374 | 2.0187
1113 | 3.6642 | 0.87425 | 0.14171 | 0.54586 | 1.4435 | 85.2495 | 1.4985 | 2.9421 | 5.9364 | 72.2226 | 76.743 | 2.2602 | 0.051297 | 2.0648
1114 | 3.6804 | 0.8938 | 0.15186 | 0.55093 | 1.4895 | 87.9917 | 1.5048 | 2.9944 | 6.0415 | 73.5794 | 78.159 | 2.2898 | 0.052252 | 2.1126
1115 | 3.6966 | 0.91335 | 0.16202 | 0.55601 | 1.5361 | 90.7699 | 1.511 | 3.0471 | 6.1473 | 74.9802 | 79.6209 | 2.3204 | 0.053237 | 2.1619
1116 | 3.7128 | 0.9329 | 0.17217 | 0.56108 | 1.5833 | 93.5842 | 1.5169 | 3.1003 | 6.2541 | 76.4238 | 81.1275 | 2.3518 | 0.054253 | 2.2127
1117 | 3.729 | 0.95245 | 0.18232 | 0.56616 | 1.6311 | 96.4345 | 1.5227 | 3.1538 | 6.3616 | 77.9094 | 82.6779 | 2.3843 | 0.055299 | 2.2649
1118 | 3.7452 | 0.972 | 0.19247 | 0.57124 | 1.6795 | 99.3208 | 1.5282 | 3.2078 | 6.4382 | 79.4358 | 84.2709 | 2.4176 | 0.056373 | 2.3186
1119 | 3.7614 | 0.972 | 0.19247 | 0.57124 | 1.6795 | 100.7729 | 1.5509 | 3.2305 | 6.4842 | 80.9719 | 85.874 | 2.4511 | 0.057454 | 2.3727
1120 | 3.7776 | 0.972 | 0.19247 | 0.57124 | 1.6795 | 100.7729 | 1.5742 | 3.2537 | 6.5309 | 82.5072 | 87.4561 | 2.4744 | 0.058527 | 2.4105
1121 | 3.7938 | 0.9717 | 0.19247 | 0.57124 | 1.679 | 100.7574 | 1.5981 | 3.2772 | 6.5783 | 84.0629 | 89.0381 | 2.4876 | 0.059608 | 2.4322
1122 | 3.8099 | 0.9714 | 0.19247 | 0.57124 | 1.6785 | 100.7263 | 1.6226 | 3.3011 | 6.6268 | 85.6392 | 90.6412 | 2.501 | 0.060703 | 2.4541
1123 | 3.8261 | 0.9711 | 0.19247 | 0.57124 | 1.678 | 100.6952 | 1.6477 | 3.3257 | 6.6765 | 87.237 | 92.266 | 2.5145 | 0.061812 | 2.4762
1124 | 3.8422 | 0.9708 | 0.19247 | 0.57124 | 1.6775 | 100.6641 | 1.6733 | 3.3508 | 6.7273 | 88.857 | 93.9135 | 2.5282 | 0.062937 | 2.4987
1125 | 3.8584 | 0.9705 | 0.19247 | 0.57124 | 1.677 | 100.633 | 1.6996 | 3.3765 | 6.7794 | 90.5 | 95.5843 | 2.5422 | 0.064079 | 2.5216
1126 | 3.8746 | 0.9702 | 0.19247 | 0.57124 | 1.6764 | 100.6019 | 1.7264 | 3.4029 | 6.8283 | 92.1669 | 97.2794 | 2.5563 | 0.065236 | 2.5447
1127 | 3.8907 | 0.9699 | 0.1874 | 0.5687 | 1.6685 | 100.3474 | 1.7569 | 3.4254 | 6.8785 | 93.854 | 98.9951 | 2.5706 | 0.066408 | 2.5682
1128 | 3.9069 | 0.9696 | 0.1874 | 0.5687 | 1.668 | 100.093 | 1.7851 | 3.4531 | 6.9349 | 95.5623 | 100.7325 | 2.5851 | 0.067595 | 2.5919
1129 | 3.923 | 0.9696 | 0.1874 | 0.5687 | 1.668 | 100.0775 | 1.8138 | 3.4818 | 6.9929 | 97.3052 | 102.4972 | 2.596 | 0.068802 | 2.61 | 0.02649 | 1.5894
1130 | 3.9392 | 0.9696 | 0.1874 | 0.5687 | 1.668 | 100.0775 | 1.8432 | 3.5111 | 7.0512 | 99.0875 | 104.2981 | 2.6053 | 0.070036 | 2.6255 | 0.055863 | 3.3518
1131 | 3.9552 | 0.9684 | 0.1874 | 0.5687 | 1.6659 | 100.0156 | 1.8742 | 3.5401 | 7.1098 | 100.9092 | 106.1387 | 2.6147 | 0.071298 | 2.6412 | 0.084775 | 5.0865
1132 | 3.9712 | 0.9672 | 0.1874 | 0.5687 | 1.6638 | 99.8918 | 1.9059 | 3.5697 | 7.17 | 102.7702 | 108.019 | 2.6244 | 0.072586 | 2.6573 | 0.11446 | 6.8674
1133 | 3.9872 | 0.966 | 0.1874 | 0.5687 | 1.6618 | 99.7679 | 1.9384 | 3.6002 | 7.2317 | 104.6717 | 109.9402 | 2.6343 | 0.073902 | 2.6738 | 0.14494 | 8.6963
1134 | 4.0032 | 0.9648 | 0.1874 | 0.5687 | 1.6597 | 99.6441 | 1.9718 | 3.6315 | 7.2952 | 106.6147 | 111.9034 | 2.6444 | 0.075247 | 2.6906 | 0.17624 | 10.5746
1135 | 4.0192 | 0.9636 | 0.1874 | 0.5687 | 1.6576 | 99.5204 | 2.006 | 3.6637 | 7.3604 | 108.6005 | 113.9099 | 2.6547 | 0.076622 | 2.7078 | 0.2084 | 12.5041
1136 | 4.0352 | 0.9624 | 0.1874 | 0.5687 | 1.6556 | 99.3965 | 2.0411 | 3.6967 | 7.4274 | 110.6305 | 115.9609 | 2.6652 | 0.078027 | 2.7253 | 0.24144 | 14.4864
1137 | 4.0512 | 0.9612 | 0.1874 | 0.5687 | 1.6535 | 99.2725 | 2.0772 | 3.7307 | 7.4924 | 112.706 | 118.0579 | 2.676 | 0.079464 | 2.7433 | 0.27539 | 16.5234
1138 | 4.0672 | 0.96 | 0.18232 | 0.56616 | 1.6441 | 98.9274 | 2.1177 | 3.7617 | 7.5605 | 114.8244 | 120.1984 | 2.687 | 0.080931 | 2.7616 | 0.30646 | 18.3874
1139 | 4.0832 | 0.96 | 0.18232 | 0.56616 | 1.6441 | 98.6444 | 2.1547 | 3.7987 | 7.6354 | 116.9884 | 122.3848 | 2.6982 | 0.082429 | 2.7804 | 0.34345 | 20.6068
1140 | 4.0992 | 0.96 | 0.18232 | 0.56616 | 1.6441 | 98.6444 | 2.1926 | 3.8367 | 7.7363 | 119.2044 | 124.6238 | 2.7097 | 0.083963 | 2.7995 | 0.38141 | 22.8847
1141 | 4.1178 | 0.9795 | 0.19247 | 0.57124 | 1.6925 | 100.0973 | 2.2071 | 3.8996 | 7.8625 | 121.4974 | 126.9406 | 2.7216 | 0.08555 | 2.8194 | 0.44429 | 26.6577
1142 | 4.1364 | 0.999 | 0.20262 | 0.57631 | 1.7415 | 103.0215 | 2.2214 | 3.9629 | 7.9877 | 123.8917 | 129.3599 | 2.7341 | 0.087208 | 2.8401 | 0.50764 | 30.4582
1143 | 4.155 | 1.0185 | 0.21012 | 0.58006 | 1.7871 | 105.8589 | 2.2377 | 4.0248 | 8.1098 | 126.3854 | 131.8794 | 2.747 | 0.088934 | 2.8617 | 0.56948 | 34.1687
1144 | 4.1736 | 1.038 | 0.21497 | 0.58248 | 1.8289 | 108.4798 | 2.2562 | 4.0851 | 8.2917 | 128.9743 | 134.4952 | 2.7604 | 0.090726 | 2.8841 | 0.62982 | 37.789
1145 | 4.2004 | 1.119 | 0.23434 | 0.59217 | 2.0044 | 115 | 2.2022 | 4.2067 | 8.5365 | 131.7167 | 137.2661 | 2.7747 | 0.092625 | 2.9078 | 0.75138 | 45.0826
1146 | 4.2272 | 1.2 | 0.25614 | 0.60307 | 2.1891 | 125.805 | 2.1408 | 4.3299 | 8.7806 | 134.6732 | 140.2533 | 2.79 | 0.094672 | 2.9334 | 0.87461 | 52.4768
1147 | 4.254 | 1.281 | 0.27552 | 0.61276 | 2.3744 | 136.9034 | 2.0763 | 4.4507 | 9.0215 | 137.8408 | 143.4538 | 2.8065 | 0.096865 | 2.9608 | 0.99544 | 59.7263
1148 | 4.2808 | 1.362 | 0.29489 | 0.62245 | 2.5644 | 148.1639 | 2.0063 | 4.5707 | 9.4859 | 141.2143 | 146.8623 | 2.824 | 0.0992 | 2.99 | 1.1155 | 66.9275
1149 | 4.3428 | 1.6875 | 0.34478 | 0.64739 | 3.3046 | 176.0716 | 1.6105 | 4.9151 | 10.1531 | 145.021 | 150.7001 | 2.8395 | 0.10183 | 3.0183 | 1.4598 | 87.5906
1150 | 4.4048 | 2.013 | 0.37372 | 0.66186 | 4.0301 | 220.0432 | 1.2078 | 5.2379 | 10.7768 | 149.4631 | 155.1741 | 2.8555 | 0.1049 | 3.049 | 1.7827 | 106.9592
1151 | 4.4668 | 2.3385 | 0.39036 | 0.67018 | 4.7407 | 263.1242 | 0.79821 | 5.5389 | 11.3665 | 154.4928 | 160.2399 | 2.8736 | 0.10838 | 3.0838 | 2.0836 | 125.0155
1152 | 4.5288 | 2.664 | 0.40566 | 0.67783 | 5.4622 | 306.0857 | 0.36541 | 5.8276 | 11.8776 | 160.072 | 165.8592 | 2.8936 | 0.11224 | 3.1224 | 2.3723 | 142.3394
1153 | 4.5908 | 2.928 | 0.41617 | 0.68308 | 6.05 | 345.3659 | 5.8951e-06 | 6.05 | 12.1 | 166.1189 | 171.9496 | 2.9154 | 0.11641 | 3.1641 | 2.5947 | 155.6838
1154 | 4.6176 | 2.928 | 0.41617 | 0.68308 | 6.05 | 363.0004 | 0 | 6.05 | 12.0497 | 172.3434 | 178.2189 | 2.9377 | 0.12072 | 3.2072 | 2.5947 | 155.684
1155 | 4.6362 | 2.8665 | 0.41374 | 0.68187 | 5.9124 | 358.8733 | 0.087226 | 5.9997 | 11.9292 | 178.4736 | 184.3931 | 2.9598 | 0.12495 | 3.2495 | 2.5444 | 152.6628
1156 | 4.6522 | 2.7855 | 0.41051 | 0.68026 | 5.7317 | 349.3253 | 0.19784 | 5.9296 | 11.5574 | 184.4404 | 190.4028 | 2.9812 | 0.12908 | 3.2908 | 2.4743 | 148.4588
1157 | 4.6682 | 2.4405 | 0.39608 | 0.67304 | 4.9686 | 321.0092 | 0.65928 | 5.6278 | 10.9375 | 189.9955 | 195.9978 | 3.0012 | 0.13292 | 3.3292 | 2.1726 | 130.3535
1158 | 4.6842 | 2.0955 | 0.37788 | 0.66394 | 4.2085 | 275.3118 | 1.1011 | 5.3096 | 10.2838 | 194.8954 | 200.9329 | 3.0188 | 0.1363 | 3.363 | 1.8544 | 111.2617
1159 | 4.7004 | 1.752 | 0.351 | 0.6505 | 3.4474 | 229.6773 | 1.5267 | 4.9741 | 9.5908 | 199.1113 | 205.1791 | 3.0339 | 0.13922 | 3.3922 | 1.5189 | 91.1319
1160 | 4.7166 | 1.4085 | 0.30458 | 0.62729 | 2.6726 | 183.6006 | 1.944 | 4.6167 | 8.8558 | 202.6181 | 208.7021 | 3.042 | 0.14164 | 3.4018 | 1.1614 | 69.6824
1161 | 4.7328 | 1.065 | 0.22223 | 0.58612 | 1.8882 | 136.824 | 2.351 | 4.2392 | 8.3558 | 205.3809 | 211.474 | 3.0465 | 0.14355 | 3.4039 | 0.7839 | 47.0338
1162 | 4.749 | 0.9855 | 0.19755 | 0.57377 | 1.7104 | 107.9589 | 2.4062 | 4.1167 | 8.1684 | 207.6361 | 213.7367 | 3.0503 | 0.1451 | 3.4057 | 0.66137 | 39.6825
1163 | 4.7652 | 0.9675 | 0.1874 | 0.5687 | 1.6643 | 101.2437 | 2.3874 | 4.0517 | 8.0614 | 209.697 | 215.8044 | 3.0537 | 0.14652 | 3.4072 | 0.59642 | 35.7853
1164 | 4.7814 | 0.969 | 0.1874 | 0.5687 | 1.6669 | 99.9382 | 2.3428 | 4.0097 | 7.9252 | 211.6444 | 217.7584 | 3.057 | 0.14787 | 3.4087 | 0.55441 | 33.2648
1165 | 4.7911 | 0.92162 | 0.16709 | 0.55855 | 1.5571 | 96.7216 | 2.3584 | 3.9155 | 7.7341 | 213.4497 | 219.5696 | 3.06 | 0.14911 | 3.4101 | 0.46023 | 27.6137
1166 | 4.8008 | 0.87425 | 0.14171 | 0.54586 | 1.4435 | 90.0196 | 2.375 | 3.8185 | 7.5398 | 215.0584 | 221.1837 | 3.0626 | 0.15022 | 3.4114 | 0.36327 | 21.7963
1167 | 4.8105 | 0.82538 | 0.11633 | 0.53317 | 1.3311 | 83.2402 | 2.3901 | 3.7212 | 7.3462 | 216.4682 | 222.5982 | 3.065 | 0.15119 | 3.4124 | 0.26596 | 15.9577
1168 | 4.8201 | 0.7765 | 0.090952 | 0.52048 | 1.2225 | 76.6097 | 2.4024 | 3.6249 | 7.1498 | 217.6804 | 223.8144 | 3.067 | 0.15203 | 3.4134 | 0.16964 | 10.1785
1169 | 4.8298 | 0.72763 | 0.05686 | 0.50343 | 1.108 | 69.9168 | 2.4168 | 3.5248 | 6.9482 | 218.6927 | 224.8301 | 3.0687 | 0.15273 | 3.4141 | 0.069555 | 4.1733
1170 | 4.8395 | 0.67875 | 0.01696 | 0.48348 | 0.99266 | 63.0211 | 2.4308 | 3.4234 | 6.7597 | 219.5009 | 225.641 | 3.07 | 0.15329 | 3.4148
1171 | 4.8492 | 0.62987 | 0.00095385 | 0.47548 | 0.90593 | 56.9575 | 2.4304 | 3.3363 | 6.5939 | 220.1185 | 226.2606 | 3.0711 | 0.15371 | 3.4152
1172 | 4.8589 | 0.581 | 0.00089231 | 0.47545 | 0.83558 | 52.2452 | 2.422 | 3.2576 | 6.4747 | 220.5687 | 226.7123 | 3.0718 | 0.15402 | 3.4156
1173 | 4.8686 | 0.581 | 0.00089231 | 0.47545 | 0.83558 | 50.1349 | 2.3815 | 3.2171 | 6.3946 | 220.8986 | 227.0434 | 3.0724 | 0.15425 | 3.4158
1174 | 4.8782 | 0.581 | 0.00089231 | 0.47545 | 0.83558 | 50.135 | 2.342 | 3.1775 | 6.3165 | 221.1477 | 227.2933 | 3.0728 | 0.15442 | 3.416
1175 | 4.8879 | 0.581 | 0.00089231 | 0.47545 | 0.83558 | 50.1349 | 2.3034 | 3.139 | 6.2404 | 221.3181 | 227.4642 | 3.0731 | 0.15454 | 3.4162
1176 | 4.8976 | 0.581 | 0.00089231 | 0.47545 | 0.83558 | 50.1349 | 2.2658 | 3.1014 | 6.1526 | 221.412 | 227.5585 | 3.0732 | 0.1546 | 3.4162
1177 | 4.9051 | 0.56462 | 0.00086154 | 0.47543 | 0.812 | 49.4276 | 2.2392 | 3.0512 | 6.0527 | 221.4181 | 227.5646 | 3.0732 | 0.15461 | 3.4162
1178 | 4.9126 | 0.54825 | 0.00083077 | 0.47542 | 0.78843 | 48.0129 | 2.2131 | 3.0016 | 5.954 | 221.3247 | 227.4709 | 3.0731 | 0.15454 | 3.4162
1179 | 4.9201 | 0.53188 | 0.00081538 | 0.47541 | 0.76487 | 46.5991 | 2.1876 | 2.9525 | 5.8564 | 221.1333 | 227.2788 | 3.0727 | 0.15441 | 3.416
1180 | 4.9276 | 0.5155 | 0.00078462 | 0.47539 | 0.74129 | 45.185 | 2.1626 | 2.9039 | 5.7598 | 220.8451 | 226.9897 | 3.0723 | 0.15421 | 3.4158
1181 | 4.9351 | 0.49912 | 0.00075385 | 0.47538 | 0.71772 | 43.7705 | 2.1382 | 2.8559 | 5.6642 | 220.4617 | 226.6049 | 3.0716 | 0.15395 | 3.4155
1182 | 4.9426 | 0.48275 | 0.00073846 | 0.47537 | 0.69417 | 42.3568 | 2.1142 | 2.8084 | 5.5696 | 219.9842 | 226.1259 | 3.0708 | 0.15362 | 3.4151
1183 | 4.9501 | 0.46637 | 0.00070769 | 0.47535 | 0.6706 | 40.9431 | 2.0907 | 2.7613 | 5.476 | 219.4141 | 225.5538 | 3.0699 | 0.15323 | 3.4147
1184 | 4.9576 | 0.45 | 0.00067692 | 0.47534 | 0.64703 | 39.5289 | 2.0677 | 2.7147 | 5.398 | 218.7524 | 224.89 | 3.0688 | 0.15277 | 3.4142
1185 | 4.9651 | 0.45 | 0.00069231 | 0.47535 | 0.64705 | 38.8224 | 2.0362 | 2.6833 | 5.3358 | 218.0153 | 224.1504 | 3.0676 | 0.15226 | 3.4136
1186 | 4.9726 | 0.45 | 0.00067692 | 0.47534 | 0.64703 | 38.8224 | 2.0055 | 2.6525 | 5.275 | 217.2186 | 223.3511 | 3.0662 | 0.15171 | 3.413
1187 | 4.9801 | 0.45 | 0.00067692 | 0.47534 | 0.64703 | 38.8218 | 1.9754 | 2.6225 | 5.2156 | 216.3639 | 222.4935 | 3.0648 | 0.15112 | 3.4124
1188 | 4.9876 | 0.45 | 0.00067692 | 0.47534 | 0.64703 | 38.8218 | 1.9461 | 2.5931 | 5.144 | 215.4529 | 221.5795 | 3.0633 | 0.15049 | 3.4117
1189 | 4.9932 | 0.43546 | 0.00066154 | 0.47533 | 0.62611 | 38.1944 | 1.9248 | 2.5509 | 5.06 | 214.4735 | 220.5968 | 3.0617 | 0.14982 | 3.4109
1190 | 4.9987 | 0.42091 | 0.00064615 | 0.47532 | 0.60519 | 36.9392 | 1.9039 | 2.5091 | 4.9767 | 213.4136 | 219.5334 | 3.0599 | 0.14909 | 3.4101
1191 | 5.0043 | 0.40637 | 0.00061538 | 0.47531 | 0.58427 | 35.6837 | 1.8834 | 2.4677 | 4.8943 | 212.2743 | 218.3903 | 3.058 | 0.1483 | 3.4092
1192 | 5.0098 | 0.39183 | 0.0006 | 0.4753 | 0.56335 | 34.4285 | 1.8633 | 2.4267 | 4.8127 | 211.0566 | 217.1686 | 3.056 | 0.14746 | 3.4083
1193 | 5.0154 | 0.37729 | 0.00056923 | 0.47528 | 0.54243 | 33.1733 | 1.8436 | 2.386 | 4.7318 | 209.7616 | 215.8693 | 3.0538 | 0.14657 | 3.4073
1194 | 5.021 | 0.36275 | 0.00055385 | 0.47528 | 0.52151 | 31.9181 | 1.8243 | 2.3458 | 4.6516 | 208.3903 | 214.4934 | 3.0516 | 0.14562 | 3.4062
1195 | 5.0265 | 0.34821 | 0.00052308 | 0.47526 | 0.50059 | 30.663 | 1.8053 | 2.3059 | 4.5722 | 206.9436 | 213.0419 | 3.0491 | 0.14462 | 3.4051
1196 | 5.0321 | 0.33367 | 0.00050769 | 0.47525 | 0.47968 | 29.4081 | 1.7866 | 2.2663 | 4.5077 | 205.4225 | 211.5158 | 3.0466 | 0.14357 | 3.404
1197 | 5.0377 | 0.33367 | 0.00050769 | 0.47525 | 0.47968 | 28.7807 | 1.7617 | 2.2414 | 4.4585 | 203.8423 | 209.9303 | 3.044 | 0.14248 | 3.4028
1198 | 5.0432 | 0.33367 | 0.00050769 | 0.47525 | 0.47968 | 28.7807 | 1.7374 | 2.217 | 4.4102 | 202.2181 | 208.3007 | 3.0413 | 0.14136 | 3.4015
1199 | 5.0488 | 0.33367 | 0.00050769 | 0.47525 | 0.47968 | 28.7807 | 1.7135 | 2.1932 | 4.3629 | 200.5513 | 206.6283 | 3.0385 | 0.14021 | 3.4002
1200 | 5.0543 | 0.33367 | 0.00050769 | 0.47525 | 0.47968 | 28.7807 | 1.6901 | 2.1698 | 4.3166 | 198.8482 | 204.9142 | 3.033 | 0.13904 | 3.3904
1201 | 5.0599 | 0.33367 | 0.00050769 | 0.47525 | 0.47968 | 28.7807 | 1.6672 | 2.1469 | 4.2712 | 197.1113 | 203.1648 | 3.0267 | 0.13784 | 3.3784
1202 | 5.0655 | 0.33367 | 0.00050769 | 0.47525 | 0.47968 | 28.7807 | 1.6447 | 2.1244 | 4.2268 | 195.3418 | 201.3826 | 3.0204 | 0.13661 | 3.3661
1203 | 5.071 | 0.33367 | 0.00050769 | 0.47525 | 0.47968 | 28.7807 | 1.6227 | 2.1024 | 4.1832 | 193.5407 | 199.5685 | 3.0139 | 0.13537 | 3.3537
1204 | 5.0766 | 0.33367 | 0.00050769 | 0.47525 | 0.47968 | 28.7807 | 1.6012 | 2.0808 | 4.1405 | 191.7092 | 197.7239 | 3.0073 | 0.1341 | 3.341
1205 | 5.0821 | 0.33367 | 0.00050769 | 0.47525 | 0.47968 | 28.7807 | 1.58 | 2.0597 | 4.0987 | 189.8484 | 195.8498 | 3.0006 | 0.13282 | 3.3282
1206 | 5.0877 | 0.33367 | 0.00050769 | 0.47525 | 0.47968 | 28.7807 | 1.5593 | 2.039 | 4.0576 | 187.9594 | 193.9471 | 2.9939 | 0.13151 | 3.3151
1207 | 5.0933 | 0.33367 | 0.00050769 | 0.47525 | 0.47968 | 28.7807 | 1.539 | 2.0187 | 4.0174 | 186.043 | 192.017 | 2.987 | 0.13019 | 3.3019
1208 | 5.0988 | 0.33367 | 0.00050769 | 0.47525 | 0.47968 | 28.7807 | 1.5191 | 1.9987 | 3.9779 | 184.1004 | 190.0604 | 2.98 | 0.12884 | 3.2884
1209 | 5.1044 | 0.33367 | 0.00050769 | 0.47525 | 0.47968 | 28.7807 | 1.4995 | 1.9792 | 3.9392 | 182.1325 | 188.0784 | 2.9729 | 0.12748 | 3.2748
1210 | 5.1099 | 0.33367 | 0.00050769 | 0.47525 | 0.47968 | 28.7807 | 1.4804 | 1.96 | 3.9013 | 180.1402 | 186.0717 | 2.9658 | 0.12611 | 3.2611
1211 | 5.1155 | 0.33367 | 0.00050769 | 0.47525 | 0.47968 | 28.7807 | 1.4616 | 1.9412 | 3.864 | 178.1244 | 184.0415 | 2.9585 | 0.12471 | 3.2471
1212 | 5.1211 | 0.33367 | 0.00050769 | 0.47525 | 0.47968 | 28.7807 | 1.4431 | 1.9228 | 3.8275 | 176.0861 | 181.9885 | 2.9512 | 0.1233 | 3.233
1213 | 5.1266 | 0.33367 | 0.00050769 | 0.47525 | 0.47968 | 28.7807 | 1.425 | 1.9047 | 3.7916 | 174.026 | 179.9136 | 2.9438 | 0.12188 | 3.2188
1214 | 5.1322 | 0.33367 | 0.00050769 | 0.47525 | 0.47968 | 28.7807 | 1.4073 | 1.8869 | 3.7565 | 171.945 | 177.8176 | 2.9363 | 0.12044 | 3.2044
1215 | 5.1377 | 0.33367 | 0.00050769 | 0.47525 | 0.47968 | 28.7807 | 1.3898 | 1.8695 | 3.7219 | 169.844 | 175.7015 | 2.9287 | 0.11899 | 3.1899
1216 | 5.1433 | 0.33367 | 0.00050769 | 0.47525 | 0.47968 | 28.7807 | 1.3727 | 1.8524 | 3.688 | 167.7236 | 173.5659 | 2.9211 | 0.11752 | 3.1752
1217 | 5.1489 | 0.33367 | 0.00050769 | 0.47525 | 0.47968 | 28.7807 | 1.3559 | 1.8356 | 3.6547 | 165.5847 | 171.4116 | 2.9134 | 0.11605 | 3.1605
1218 | 5.1544 | 0.33367 | 0.00050769 | 0.47525 | 0.47968 | 28.7807 | 1.3395 | 1.8191 | 3.6221 | 163.4281 | 169.2395 | 2.9057 | 0.11455 | 3.1455
1219 | 5.16 | 0.33367 | 0.00050769 | 0.47525 | 0.47968 | 28.7807 | 1.3233 | 1.8029 | 3.59 | 161.2544 | 167.0501 | 2.8979 | 0.11305 | 3.1305
1220 | 5.1656 | 0.33367 | 0.00050769 | 0.47525 | 0.47968 | 28.7807 | 1.3074 | 1.787 | 3.5585 | 159.0643 | 164.8444 | 2.89 | 0.11154 | 3.1154
1221 | 5.1711 | 0.33367 | 0.00050769 | 0.47525 | 0.47968 | 28.7807 | 1.2918 | 1.7714 | 3.5275 | 156.8586 | 162.6228 | 2.8821 | 0.11001 | 3.1001
1222 | 5.1767 | 0.33367 | 0.00050769 | 0.47525 | 0.47968 | 28.7807 | 1.2764 | 1.7561 | 3.4972 | 154.638 | 160.3862 | 2.8741 | 0.10848 | 3.0848
1223 | 5.1822 | 0.33367 | 0.00050769 | 0.47525 | 0.47968 | 28.7807 | 1.2614 | 1.741 | 3.4673 | 152.403 | 158.1351 | 2.8661 | 0.10693 | 3.0693
1224 | 5.1878 | 0.33367 | 0.00050769 | 0.47525 | 0.47968 | 28.7807 | 1.2466 | 1.7263 | 3.4163 | 150.1543 | 155.8703 | 2.858 | 0.10538 | 3.0538
1225 | 5.1908 | 0.31431 | 0.00047692 | 0.47524 | 0.45184 | 27.9455 | 1.2382 | 1.69 | 3.344 | 147.871 | 153.5705 | 2.8498 | 0.1038 | 3.038
1226 | 5.1938 | 0.29496 | 0.00044615 | 0.47522 | 0.424 | 26.2752 | 1.2299 | 1.6539 | 3.2719 | 145.5322 | 151.2149 | 2.8414 | 0.10219 | 3.0219
1227 | 5.1967 | 0.27561 | 0.00041538 | 0.47521 | 0.39617 | 24.6052 | 1.2218 | 1.6179 | 3.2 | 143.1385 | 148.804 | 2.8328 | 0.10053 | 3.0053
1228 | 5.1997 | 0.25625 | 0.00038462 | 0.47519 | 0.36834 | 22.9353 | 1.2137 | 1.582 | 3.1283 | 140.6958 | 146.3384 | 2.8213 | 0.098841 | 2.9855
1229 | 5.2027 | 0.23689 | 0.00035385 | 0.47518 | 0.3405 | 21.2652 | 1.2057 | 1.5463 | 3.0568 | 138.2073 | 143.8241 | 2.8084 | 0.097118 | 2.964
1230 | 5.2057 | 0.21754 | 0.00032308 | 0.47516 | 0.31268 | 19.5953 | 1.1979 | 1.5106 | 2.9856 | 135.6736 | 141.2641 | 2.7952 | 0.095364 | 2.9421
1231 | 5.2087 | 0.19819 | 0.00029231 | 0.47515 | 0.28485 | 17.9258 | 1.1901 | 1.475 | 2.9145 | 133.0954 | 138.6591 | 2.7818 | 0.093579 | 2.9197
1232 | 5.2116 | 0.17883 | 0.00026154 | 0.47513 | 0.25702 | 16.2562 | 1.1825 | 1.4395 | 2.8658 | 130.4734 | 136.0099 | 2.7682 | 0.091764 | 2.8971
1233 | 5.2146 | 0.17883 | 0.00026154 | 0.47513 | 0.25702 | 15.4213 | 1.1693 | 1.4263 | 2.8397 | 127.8302 | 133.3393 | 2.7545 | 0.089934 | 2.8742
1234 | 5.2176 | 0.17884 | 0.00026154 | 0.47513 | 0.25703 | 15.4214 | 1.1564 | 1.4134 | 2.814 | 125.1883 | 130.6699 | 2.7408 | 0.088105 | 2.8513
1235 | 5.2206 | 0.17884 | 0.00026154 | 0.47513 | 0.25703 | 15.4216 | 1.1436 | 1.4006 | 2.7887 | 122.5481 | 128.0023 | 2.7271 | 0.086278 | 2.8285
1236 | 5.2236 | 0.17883 | 0.00026154 | 0.47513 | 0.25702 | 15.4214 | 1.1311 | 1.3881 | 2.7639 | 119.9101 | 125.3369 | 2.7134 | 0.084451 | 2.8056
1237 | 5.2265 | 0.17884 | 0.00026154 | 0.47513 | 0.25703 | 15.4214 | 1.1188 | 1.3758 | 2.7394 | 117.2745 | 122.6739 | 2.6997 | 0.082627 | 2.7828
1238 | 5.2295 | 0.17884 | 0.00026154 | 0.47513 | 0.25703 | 15.4216 | 1.1066 | 1.3637 | 2.7154 | 114.6418 | 120.0139 | 2.686 | 0.080804 | 2.7601
1239 | 5.2325 | 0.17883 | 0.00026154 | 0.47513 | 0.25702 | 15.4215 | 1.0947 | 1.3517 | 2.6917 | 112.0124 | 117.3572 | 2.6724 | 0.078984 | 2.7373
1240 | 5.2355 | 0.17884 | 0.00026154 | 0.47513 | 0.25703 | 15.4214 | 1.083 | 1.34 | 2.6684 | 109.3866 | 114.7041 | 2.6587 | 0.077166 | 2.7146
1241 | 5.2385 | 0.17884 | 0.00026154 | 0.47513 | 0.25703 | 15.4216 | 1.0714 | 1.3284 | 2.6455 | 106.7647 | 112.055 | 2.6451 | 0.075351 | 2.6919
1242 | 5.2414 | 0.17883 | 0.00026154 | 0.47513 | 0.25702 | 15.4214 | 1.06 | 1.3171 | 2.6229 | 104.147 | 109.4102 | 2.6315 | 0.073539 | 2.6692
1243 | 5.2444 | 0.17883 | 0.00026154 | 0.47513 | 0.25702 | 15.4212 | 1.0489 | 1.3059 | 2.6007 | 101.534 | 106.77 | 2.618 | 0.07173 | 2.6466
1244 | 5.2474 | 0.17884 | 0.00026154 | 0.47513 | 0.25703 | 15.4214 | 1.0378 | 1.2949 | 2.5789 | 98.9258 | 104.1347 | 2.6044 | 0.069924 | 2.6241
1245 | 5.2504 | 0.17884 | 0.00026154 | 0.47513 | 0.25703 | 15.4216 | 1.027 | 1.284 | 2.5574 | 96.3228 | 101.5047 | 2.5909 | 0.068122 | 2.6015
1246 | 5.2534 | 0.17883 | 0.00026154 | 0.47513 | 0.25702 | 15.4214 | 1.0163 | 1.2734 | 2.5362 | 93.7409 | 98.8802 | 2.5696 | 0.06633 | 2.5666
1247 | 5.2564 | 0.17884 | 0.00026154 | 0.47513 | 0.25703 | 15.4214 | 1.0058 | 1.2629 | 2.5154 | 91.1812 | 96.2771 | 2.5479 | 0.064552 | 2.531
1248 | 5.2593 | 0.17884 | 0.00026154 | 0.47513 | 0.25703 | 15.4216 | 0.99548 | 1.2525 | 2.4948 | 88.6436 | 93.6965 | 2.5264 | 0.062789 | 2.4958
1249 | 5.2623 | 0.17883 | 0.00026154 | 0.47513 | 0.25702 | 15.4214 | 0.9853 | 1.2423 | 2.4746 | 86.1282 | 91.1385 | 2.5051 | 0.061042 | 2.4608
1250 | 5.2653 | 0.17884 | 0.00026154 | 0.47513 | 0.25703 | 15.4214 | 0.97527 | 1.2323 | 2.4547 | 83.6348 | 88.6028 | 2.484 | 0.05931 | 2.4262
1251 | 5.2683 | 0.17884 | 0.00026154 | 0.47513 | 0.25703 | 15.4216 | 0.96539 | 1.2224 | 2.4351 | 81.1783 | 86.0895 | 2.4556 | 0.057599 | 2.38
1252 | 5.2713 | 0.17883 | 0.00026154 | 0.47513 | 0.25702 | 15.4214 | 0.95567 | 1.2127 | 2.4158 | 78.8058 | 83.6134 | 2.4038 | 0.055929 | 2.2965
1253 | 5.2742 | 0.17883 | 0.00026154 | 0.47513 | 0.25702 | 15.4212 | 0.94609 | 1.2031 | 2.3968 | 76.5139 | 81.2215 | 2.3538 | 0.054317 | 2.2158
1254 | 5.2772 | 0.17884 | 0.00026154 | 0.47513 | 0.25703 | 15.4214 | 0.93665 | 1.1937 | 2.3781 | 74.2996 | 78.9107 | 2.3055 | 0.052758 | 2.1379
1255 | 5.2802 | 0.17884 | 0.00026154 | 0.47513 | 0.25703 | 15.4216 | 0.92735 | 1.1844 | 2.3596 | 72.1599 | 76.6776 | 2.2588 | 0.051253 | 2.0626
1256 | 5.2832 | 0.17883 | 0.00026154 | 0.47513 | 0.25702 | 15.4214 | 0.91819 | 1.1752 | 2.3414 | 70.0952 | 74.5195 | 2.2121 | 0.049798 | 1.9899
1257 | 5.2862 | 0.17884 | 0.00026154 | 0.47513 | 0.25703 | 15.4215 | 0.90917 | 1.1662 | 2.3235 | 68.1213 | 72.4366 | 2.1577 | 0.048401 | 1.9201
1258 | 5.2891 | 0.17884 | 0.00026154 | 0.47513 | 0.25703 | 15.4216 | 0.90028 | 1.1573 | 2.3058 | 66.2336 | 70.4448 | 2.1056 | 0.047066 | 1.8533
1259 | 5.2921 | 0.17883 | 0.00026154 | 0.47513 | 0.25702 | 15.4214 | 0.89152 | 1.1485 | 2.2884 | 64.428 | 68.5395 | 2.0557 | 0.045788 | 1.7894
1260 | 5.2951 | 0.17884 | 0.00026154 | 0.47513 | 0.25703 | 15.4214 | 0.88288 | 1.1399 | 2.2713 | 62.7003 | 66.7164 | 2.008 | 0.044565 | 1.7283
1261 | 5.2981 | 0.17884 | 0.00026154 | 0.47513 | 0.25703 | 15.4216 | 0.87437 | 1.1314 | 2.2544 | 61.0468 | 64.9716 | 1.9624 | 0.043395 | 1.6697
1262 | 5.3011 | 0.17883 | 0.00026154 | 0.47513 | 0.25702 | 15.4214 | 0.86598 | 1.123 | 2.2377 | 59.4638 | 63.3012 | 1.9187 | 0.042274 | 1.6137
1263 | 5.304 | 0.17883 | 0.00026154 | 0.47513 | 0.25702 | 15.4213 | 0.85772 | 1.1147 | 2.2213 | 57.9342 | 61.7015 | 1.8836 | 0.041197 | 1.5732
1264 | 5.307 | 0.17883 | 0.00026154 | 0.47513 | 0.25702 | 15.4213 | 0.84957 | 1.1066 | 2.2051 | 56.4515 | 60.1555 | 1.852 | 0.040154 | 1.5385
1265 | 5.31 | 0.17883 | 0.00026154 | 0.47513 | 0.25702 | 15.4212 | 0.84153 | 1.0986 | 2.1892 | 55.014 | 58.6566 | 1.8213 | 0.039143 | 1.5048
1266 | 5.313 | 0.17883 | 0.00026154 | 0.47513 | 0.25702 | 15.4212 | 0.83361 | 1.0906 | 2.1735 | 53.6199 | 57.2031 | 1.7916 | 0.038162 | 1.4721
1267 | 5.316 | 0.17883 | 0.00026154 | 0.47513 | 0.25702 | 15.4212 | 0.82581 | 1.0828 | 2.158 | 52.2679 | 55.7934 | 1.7627 | 0.037211 | 1.4404
1268 | 5.3189 | 0.17883 | 0.00026154 | 0.47513 | 0.25702 | 15.4213 | 0.81811 | 1.0751 | 2.1427 | 50.9563 | 54.4258 | 1.7348 | 0.036289 | 1.4096
1269 | 5.3219 | 0.17883 | 0.00026154 | 0.47513 | 0.25702 | 15.4211 | 0.81051 | 1.0675 | 2.1276 | 49.6786 | 53.099 | 1.7102 | 0.035392 | 1.3848
1270 | 5.3249 | 0.17883 | 0.00026154 | 0.47513 | 0.25702 | 15.4211 | 0.80303 | 1.06 | 2.1127 | 48.4312 | 51.8061 | 1.6874 | 0.034517 | 1.3629
1271 | 5.3279 | 0.17883 | 0.00026154 | 0.47513 | 0.25702 | 15.4212 | 0.79564 | 1.0527 | 2.098 | 47.2134 | 50.5439 | 1.6652 | 0.033663 | 1.3416
1272 | 5.3309 | 0.17883 | 0.00026154 | 0.47513 | 0.25702 | 15.4212 | 0.78836 | 1.0454 | 2.0836 | 46.0243 | 49.3115 | 1.6436 | 0.032829 | 1.3207
1273 | 5.3338 | 0.17883 | 0.00026154 | 0.47513 | 0.25702 | 15.4212 | 0.78118 | 1.0382 | 2.0693 | 44.8631 | 48.1079 | 1.6224 | 0.032015 | 1.3004
1274 | 5.3368 | 0.17883 | 0.00026154 | 0.47513 | 0.25702 | 15.4213 | 0.77409 | 1.0311 | 2.0552 | 43.729 | 46.9324 | 1.6017 | 0.03122 | 1.2805
1275 | 5.3398 | 0.17883 | 0.00026154 | 0.47513 | 0.25702 | 15.4213 | 0.7671 | 1.0241 | 2.0413 | 42.6212 | 45.7842 | 1.5815 | 0.030443 | 1.2611
1276 | 5.3428 | 0.17883 | 0.00026154 | 0.47513 | 0.25702 | 15.4213 | 0.76021 | 1.0172 | 2.0277 | 41.5389 | 44.6625 | 1.5618 | 0.029684 | 1.2421
1277 | 5.3458 | 0.17884 | 0.00026154 | 0.47513 | 0.25703 | 15.4214 | 0.7534 | 1.0104 | 2.0141 | 40.4816 | 43.5666 | 1.5425 | 0.028942 | 1.2236
1278 | 5.3487 | 0.17883 | 0.00026154 | 0.47513 | 0.25702 | 15.4214 | 0.74669 | 1.0037 | 2.0008 | 39.4484 | 42.4957 | 1.5237 | 0.028218 | 1.2054
1279 | 5.3517 | 0.17883 | 0.00026154 | 0.47513 | 0.25702 | 15.4212 | 0.74007 | 0.99709 | 1.9876 | 38.4387 | 41.4492 | 1.5052 | 0.02751 | 1.1877
1280 | 5.3547 | 0.17884 | 0.00026154 | 0.47513 | 0.25703 | 15.4214 | 0.73353 | 0.99056 | 1.9747 | 37.4518 | 40.4263 | 1.4873 | 0.026818 | 1.1704
1281 | 5.3577 | 0.17884 | 0.00026154 | 0.47513 | 0.25703 | 15.4216 | 0.72708 | 0.98411 | 1.9619 | 36.4871 | 39.4264 | 1.4697 | 0.026141 | 1.1535
1282 | 5.3607 | 0.17883 | 0.00026154 | 0.47513 | 0.25702 | 15.4214 | 0.72072 | 0.97774 | 1.9492 | 35.544 | 38.4489 | 1.4525 | 0.02548 | 1.137
1283 | 5.3637 | 0.17884 | 0.00026154 | 0.47513 | 0.25703 | 15.4214 | 0.71444 | 0.97147 | 1.9367 | 34.6218 | 37.4932 | 1.4357 | 0.024833 | 1.1208
1284 | 5.3666 | 0.17884 | 0.00026154 | 0.47513 | 0.25703 | 15.4216 | 0.70824 | 0.96527 | 1.9244 | 33.7201 | 36.5586 | 1.4192 | 0.024201 | 1.105
1285 | 5.3696 | 0.17883 | 0.00026154 | 0.47513 | 0.25702 | 15.4214 | 0.70212 | 0.95914 | 1.9123 | 32.8382 | 35.6445 | 1.4031 | 0.023582 | 1.0896
1286 | 5.3726 | 0.17884 | 0.00026154 | 0.47513 | 0.25703 | 15.4214 | 0.69608 | 0.95311 | 1.9003 | 31.9756 | 34.7505 | 1.3874 | 0.022977 | 1.0744
1287 | 5.3756 | 0.17884 | 0.00026154 | 0.47513 | 0.25703 | 15.4216 | 0.69012 | 0.94715 | 1.8884 | 31.1318 | 33.8759 | 1.372 | 0.022386 | 1.0596
1288 | 5.3786 | 0.17883 | 0.00026154 | 0.47513 | 0.25702 | 15.4214 | 0.68424 | 0.94126 | 1.8767 | 30.3063 | 33.0202 | 1.357 | 0.021807 | 1.0452
1289 | 5.3815 | 0.17883 | 0.00026154 | 0.47513 | 0.25702 | 15.4212 | 0.67842 | 0.93544 | 1.8652 | 29.4985 | 32.183 | 1.3422 | 0.02124 | 1.031
1290 | 5.3845 | 0.17884 | 0.00026154 | 0.47513 | 0.25703 | 15.4214 | 0.67269 | 0.92971 | 1.8538 | 28.7079 | 31.3636 | 1.3278 | 0.020686 | 1.0171
1291 | 5.3875 | 0.17884 | 0.00026154 | 0.47513 | 0.25703 | 15.4216 | 0.66702 | 0.92405 | 1.8425 | 27.9342 | 30.5617 | 1.3137 | 0.020143 | 1.0036
1292 | 5.3905 | 0.17883 | 0.00026154 | 0.47513 | 0.25702 | 15.4214 | 0.66143 | 0.91845 | 1.8314 | 27.2144 | 29.7767 | 1.2811 | 0.019625 | 0.98125
1293 | 5.3935 | 0.17884 | 0.00026154 | 0.47513 | 0.25703 | 15.4215 | 0.6559 | 0.91293 | 1.8204 | 26.5572 | 29.0458 | 1.2443 | 0.019147 | 0.95735
1294 | 5.3964 | 0.17884 | 0.00026154 | 0.47513 | 0.25703 | 15.4216 | 0.65045 | 0.90748 | 1.8096 | 25.9562 | 28.3776 | 1.2107 | 0.01871 | 0.9355
1295 | 5.3994 | 0.17883 | 0.00026154 | 0.47513 | 0.25702 | 15.4214 | 0.64506 | 0.90208 | 1.7989 | 25.406 | 27.7658 | 1.1799 | 0.01831 | 0.91549
1296 | 5.4024 | 0.17884 | 0.00026154 | 0.47513 | 0.25703 | 15.4214 | 0.63974 | 0.89677 | 1.7769 | 24.9017 | 27.2049 | 1.1516 | 0.017943 | 0.89715
1297 | 5.4042 | 0.16995 | 0.00024615 | 0.47512 | 0.24425 | 15.0383 | 0.63589 | 0.88014 | 1.7437 | 24.4283 | 26.6786 | 1.1251 | 0.017599 | 0.87994
1298 | 5.406 | 0.16106 | 0.00024615 | 0.47512 | 0.23148 | 14.2718 | 0.63207 | 0.86355 | 1.7106 | 23.9728 | 26.172 | 1.0996 | 0.017268 | 0.86338
1299 | 5.4078 | 0.15217 | 0.00023077 | 0.47512 | 0.2187 | 13.5054 | 0.6283 | 0.847 | 1.6775 | 23.5334 | 25.6834 | 1.075 | 0.016948 | 0.8474
1300 | 5.4096 | 0.14329 | 0.00021538 | 0.47511 | 0.20593 | 12.739 | 0.62457 | 0.8305 | 1.6445 | 23.1085 | 25.2109 | 1.0512 | 0.016639 | 0.83195
1301 | 5.4114 | 0.1344 | 0.0002 | 0.4751 | 0.19316 | 11.9726 | 0.62088 | 0.81403 | 1.6116 | 22.6967 | 24.753 | 1.0281 | 0.016339 | 0.81697
1302 | 5.4132 | 0.12552 | 0.00018462 | 0.47509 | 0.18038 | 11.2062 | 0.61722 | 0.7976 | 1.5788 | 22.2969 | 24.3084 | 1.0057 | 0.016049 | 0.80243
1303 | 5.415 | 0.11664 | 0.00016923 | 0.47508 | 0.16761 | 10.4399 | 0.61361 | 0.78122 | 1.5461 | 21.9078 | 23.8757 | 0.98396 | 0.015766 | 0.78828
1304 | 5.4168 | 0.10775 | 0.00015385 | 0.47508 | 0.15484 | 9.6737 | 0.61003 | 0.76487 | 1.5249 | 21.5284 | 23.4539 | 0.96271 | 0.01549 | 0.77449
1305 | 5.4186 | 0.10775 | 0.00015385 | 0.47508 | 0.15484 | 9.2905 | 0.60518 | 0.76002 | 1.5152 | 21.1682 | 23.0533 | 0.94254 | 0.015228 | 0.76139
1306 | 5.4204 | 0.10775 | 0.00015385 | 0.47508 | 0.15484 | 9.2906 | 0.60038 | 0.75523 | 1.5057 | 20.8356 | 22.6835 | 0.92392 | 0.014986 | 0.7493
1307 | 5.4222 | 0.10775 | 0.00015385 | 0.47508 | 0.15484 | 9.2906 | 0.59565 | 0.75049 | 1.4963 | 20.528 | 22.3414 | 0.90669 | 0.014762 | 0.73811
1308 | 5.4239 | 0.10775 | 0.00015385 | 0.47508 | 0.15485 | 9.2907 | 0.59097 | 0.74581 | 1.487 | 20.2428 | 22.0243 | 0.89072 | 0.014555 | 0.72774
1309 | 5.4257 | 0.10775 | 0.00015385 | 0.47508 | 0.15485 | 9.2907 | 0.58634 | 0.74119 | 1.4778 | 19.9781 | 21.7298 | 0.87589 | 0.014362 | 0.71811
1310 | 5.4275 | 0.10775 | 0.00015385 | 0.47508 | 0.15485 | 9.2907 | 0.58177 | 0.73661 | 1.4687 | 19.7317 | 21.4559 | 0.86209 | 0.014183 | 0.70915
1311 | 5.4293 | 0.10775 | 0.00015385 | 0.47508 | 0.15485 | 9.2907 | 0.57725 | 0.7321 | 1.4597 | 19.5019 | 21.2004 | 0.84923 | 0.014016 | 0.7008
1312 | 5.4311 | 0.10775 | 0.00015385 | 0.47508 | 0.15484 | 9.2907 | 0.57278 | 0.72763 | 1.4508 | 19.2872 | 20.9616 | 0.8372 | 0.01386 | 0.69299
1313 | 5.4329 | 0.10775 | 0.00015385 | 0.47508 | 0.15484 | 9.2907 | 0.56837 | 0.72321 | 1.4421 | 19.0862 | 20.7381 | 0.82595 | 0.013714 | 0.68568
1314 | 5.4347 | 0.10775 | 0.00015385 | 0.47508 | 0.15484 | 9.2906 | 0.56401 | 0.71885 | 1.4334 | 18.8975 | 20.5282 | 0.81538 | 0.013576 | 0.67882
1315 | 5.4365 | 0.10775 | 0.00015385 | 0.47508 | 0.15484 | 9.2906 | 0.55969 | 0.71454 | 1.4248 | 18.72 | 20.3309 | 0.80544 | 0.013447 | 0.67236
1316 | 5.4383 | 0.10775 | 0.00015385 | 0.47508 | 0.15484 | 9.2906 | 0.55543 | 0.71027 | 1.4163 | 18.5526 | 20.1448 | 0.79607 | 0.013326 | 0.66628
1317 | 5.4401 | 0.10775 | 0.00015385 | 0.47508 | 0.15484 | 9.2906 | 0.55121 | 0.70605 | 1.4079 | 18.3945 | 19.969 | 0.78721 | 0.013211 | 0.66053
1318 | 5.4419 | 0.10775 | 0.00015385 | 0.47508 | 0.15484 | 9.2905 | 0.54704 | 0.70189 | 1.3997 | 18.2448 | 19.8025 | 0.77883 | 0.013102 | 0.65508
1319 | 5.4437 | 0.10775 | 0.00015385 | 0.47508 | 0.15484 | 9.2905 | 0.54292 | 0.69777 | 1.3915 | 18.1027 | 19.6445 | 0.77087 | 0.012998 | 0.64992
1320 | 5.4455 | 0.10775 | 0.00015385 | 0.47508 | 0.15484 | 9.2905 | 0.53885 | 0.69369 | 1.3834 | 17.9676 | 19.4942 | 0.7633 | 0.0129 | 0.645
1321 | 5.4473 | 0.10775 | 0.00015385 | 0.47508 | 0.15484 | 9.2905 | 0.53482 | 0.68966 | 1.3753 | 17.8387 | 19.3509 | 0.75609 | 0.012806 | 0.64032
1322 | 5.4491 | 0.10775 | 0.00015385 | 0.47508 | 0.15484 | 9.2905 | 0.53084 | 0.68568 | 1.3674 | 17.7157 | 19.2141 | 0.7492 | 0.012717 | 0.63584
1323 | 5.4509 | 0.10775 | 0.00015385 | 0.47508 | 0.15484 | 9.2905 | 0.5269 | 0.68174 | 1.3596 | 17.5979 | 19.0831 | 0.7426 | 0.012631 | 0.63156
1324 | 5.4527 | 0.10775 | 0.00015385 | 0.47508 | 0.15484 | 9.2905 | 0.523 | 0.67784 | 1.3518 | 17.4849 | 18.9575 | 0.73628 | 0.012549 | 0.62745
1325 | 5.4545 | 0.10775 | 0.00015385 | 0.47508 | 0.15484 | 9.2905 | 0.51915 | 0.67399 | 1.3442 | 17.3764 | 18.8368 | 0.7302 | 0.01247 | 0.6235
1326 | 5.4563 | 0.10775 | 0.00015385 | 0.47508 | 0.15484 | 9.2905 | 0.51534 | 0.67018 | 1.3366 | 17.2719 | 18.7205 | 0.72434 | 0.012394 | 0.6197
1327 | 5.4581 | 0.10775 | 0.00015385 | 0.47508 | 0.15484 | 9.2905 | 0.51157 | 0.66641 | 1.3291 | 17.171 | 18.6084 | 0.7187 | 0.012321 | 0.61604
1328 | 5.4599 | 0.10775 | 0.00015385 | 0.47508 | 0.15484 | 9.2905 | 0.50784 | 0.66268 | 1.3217 | 17.0737 | 18.5001 | 0.71324 | 0.01225 | 0.6125
1329 | 5.4617 | 0.10775 | 0.00015385 | 0.47508 | 0.15484 | 9.2905 | 0.50416 | 0.659 | 1.3143 | 16.9794 | 18.3953 | 0.70797 | 0.012181 | 0.60907
1330 | 5.4635 | 0.10775 | 0.00015385 | 0.47508 | 0.15484 | 9.2905 | 0.50051 | 0.65535 | 1.3071 | 16.888 | 18.2938 | 0.70285 | 0.012115 | 0.60575
1331 | 5.4653 | 0.10775 | 0.00015385 | 0.47508 | 0.15484 | 9.2905 | 0.4969 | 0.65174 | 1.2999 | 16.7994 | 18.1951 | 0.69788 | 0.01205 | 0.60252
1332 | 5.467 | 0.10775 | 0.00015385 | 0.47508 | 0.15484 | 9.2906 | 0.49333 | 0.64818 | 1.2928 | 16.7129 | 18.0993 | 0.69319 | 0.011988 | 0.59938
1333 | 5.4688 | 0.10775 | 0.00015385 | 0.47508 | 0.15484 | 9.2906 | 0.4898 | 0.64465 | 1.2858 | 16.6274 | 18.0057 | 0.68915 | 0.011926 | 0.5963
1334 | 5.4706 | 0.10775 | 0.00015385 | 0.47508 | 0.15484 | 9.2906 | 0.48631 | 0.64116 | 1.2789 | 16.5429 | 17.9132 | 0.68516 | 0.011865 | 0.59325
1335 | 5.4724 | 0.10775 | 0.00015385 | 0.47508 | 0.15484 | 9.2906 | 0.48286 | 0.6377 | 1.272 | 16.4593 | 17.8218 | 0.68121 | 0.011805 | 0.59024
1336 | 5.4742 | 0.10775 | 0.00015385 | 0.47508 | 0.15484 | 9.2907 | 0.47944 | 0.63428 | 1.2652 | 16.3767 | 17.7313 | 0.67731 | 0.011745 | 0.58726
1337 | 5.476 | 0.10775 | 0.00015385 | 0.47508 | 0.15485 | 9.2907 | 0.47606 | 0.6309 | 1.2585 | 16.295 | 17.6419 | 0.67345 | 0.011686 | 0.58431
1338 | 5.4778 | 0.10775 | 0.00015385 | 0.47508 | 0.15485 | 9.2907 | 0.47271 | 0.62755 | 1.2518 | 16.2142 | 17.5534 | 0.66963 | 0.011628 | 0.5814
1339 | 5.4796 | 0.10775 | 0.00015385 | 0.47508 | 0.15485 | 9.2907 | 0.4694 | 0.62424 | 1.2452 | 16.1343 | 17.466 | 0.66586 | 0.01157 | 0.57852
1340 | 5.4814 | 0.10775 | 0.00015385 | 0.47508 | 0.15485 | 9.2907 | 0.46612 | 0.62097 | 1.2387 | 16.0552 | 17.3795 | 0.66212 | 0.011513 | 0.57567
1341 | 5.4832 | 0.10775 | 0.00015385 | 0.47508 | 0.15485 | 9.2907 | 0.46288 | 0.61772 | 1.2322 | 15.977 | 17.2939 | 0.65843 | 0.011457 | 0.57285
1342 | 5.485 | 0.10775 | 0.00015385 | 0.47508 | 0.15484 | 9.2907 | 0.45967 | 0.61451 | 1.2259 | 15.8997 | 17.2093 | 0.65478 | 0.011401 | 0.57006
1343 | 5.4868 | 0.10775 | 0.00015385 | 0.47508 | 0.15484 | 9.2907 | 0.45649 | 0.61134 | 1.2195 | 15.8233 | 17.1256 | 0.65116 | 0.011346 | 0.5673
1344 | 5.4886 | 0.10775 | 0.00015385 | 0.47508 | 0.15484 | 9.2906 | 0.45335 | 0.60819 | 1.2133 | 15.7476 | 17.0428 | 0.64759 | 0.011291 | 0.56457
1345 | 5.4904 | 0.10775 | 0.00015385 | 0.47508 | 0.15484 | 9.2906 | 0.45024 | 0.60508 | 1.2071 | 15.6728 | 16.9609 | 0.64406 | 0.011237 | 0.56187
1346 | 5.4922 | 0.10775 | 0.00015385 | 0.47508 | 0.15484 | 9.2906 | 0.44716 | 0.602 | 1.201 | 15.5987 | 16.8799 | 0.64056 | 0.011184 | 0.5592
1347 | 5.494 | 0.10775 | 0.00015385 | 0.47508 | 0.15484 | 9.2906 | 0.44411 | 0.59896 | 1.1949 | 15.5255 | 16.7997 | 0.6371 | 0.011131 | 0.55656
1348 | 5.4958 | 0.10775 | 0.00015385 | 0.47508 | 0.15484 | 9.2905 | 0.4411 | 0.59594 | 1.1889 | 15.4531 | 16.7204 | 0.63368 | 0.011079 | 0.55395
1349 | 5.4976 | 0.10775 | 0.00015385 | 0.47508 | 0.15484 | 9.2905 | 0.43811 | 0.59296 | 1.183 | 15.3814 | 16.6419 | 0.63029 | 0.011027 | 0.55137
1350 | 5.4994 | 0.10775 | 0.00015385 | 0.47508 | 0.15484 | 9.2905 | 0.43516 | 0.59 | 1.1771 | 15.3104 | 16.5643 | 0.62694 | 0.010976 | 0.54881
1351 | 5.5012 | 0.10775 | 0.00015385 | 0.47508 | 0.15484 | 9.2905 | 0.43223 | 0.58707 | 1.1713 | 15.2403 | 16.4875 | 0.62362 | 0.010926 | 0.54628
1352 | 5.503 | 0.10775 | 0.00015385 | 0.47508 | 0.15484 | 9.2905 | 0.42934 | 0.58418 | 1.1655 | 15.1708 | 16.4115 | 0.62034 | 0.010875 | 0.54377
1353 | 5.5048 | 0.10775 | 0.00015385 | 0.47508 | 0.15484 | 9.2905 | 0.42647 | 0.58131 | 1.1598 | 15.1021 | 16.3363 | 0.6171 | 0.010826 | 0.5413
1354 | 5.5066 | 0.10775 | 0.00015385 | 0.47508 | 0.15484 | 9.2905 | 0.42363 | 0.57847 | 1.1541 | 15.0341 | 16.2619 | 0.61389 | 0.010777 | 0.53884
1355 | 5.5084 | 0.10775 | 0.00015385 | 0.47508 | 0.15484 | 9.2905 | 0.42082 | 0.57566 | 1.1485 | 14.9669 | 16.1883 | 0.61071 | 0.010728 | 0.53642
1356 | 5.5101 | 0.10775 | 0.00015385 | 0.47508 | 0.15484 | 9.2905 | 0.41804 | 0.57288 | 1.143 | 14.9003 | 16.1154 | 0.60756 | 0.01068 | 0.53402
1357 | 5.5119 | 0.10775 | 0.00015385 | 0.47508 | 0.15484 | 9.2905 | 0.41528 | 0.57013 | 1.1375 | 14.8344 | 16.0433 | 0.60445 | 0.010633 | 0.53164
1358 | 5.5137 | 0.10775 | 0.00015385 | 0.47508 | 0.15484 | 9.2905 | 0.41256 | 0.5674 | 1.1321 | 14.7692 | 15.9719 | 0.60137 | 0.010586 | 0.52929
1359 | 5.5155 | 0.10775 | 0.00015385 | 0.47508 | 0.15484 | 9.2905 | 0.40986 | 0.5647 | 1.1267 | 14.7046 | 15.9013 | 0.59832 | 0.010539 | 0.52696
1360 | 5.5173 | 0.10775 | 0.00015385 | 0.47508 | 0.15484 | 9.2905 | 0.40718 | 0.56202 | 1.1214 | 14.6408 | 15.8314 | 0.5953 | 0.010493 | 0.52466
1361 | 5.5191 | 0.10775 | 0.00015385 | 0.47508 | 0.15484 | 9.2905 | 0.40453 | 0.55937 | 1.1161 | 14.5775 | 15.7621 | 0.59231 | 0.010448 | 0.52238
1362 | 5.5209 | 0.10775 | 0.00015385 | 0.47508 | 0.15484 | 9.2905 | 0.40191 | 0.55675 | 1.1109 | 14.5149 | 15.6936 | 0.58936 | 0.010402 | 0.52012
1363 | 5.5227 | 0.10775 | 0.00015385 | 0.47508 | 0.15484 | 9.2906 | 0.39931 | 0.55416 | 1.1057 | 14.453 | 15.6258 | 0.58643 | 0.010358 | 0.51789
1364 | 5.5245 | 0.10775 | 0.00015385 | 0.47508 | 0.15484 | 9.2906 | 0.39674 | 0.55158 | 1.1006 | 14.3917 | 15.5587 | 0.58353 | 0.010313 | 0.51567
1365 | 5.5263 | 0.10775 | 0.00015385 | 0.47508 | 0.15484 | 9.2906 | 0.39419 | 0.54904 | 1.0956 | 14.3309 | 15.4923 | 0.58067 | 0.01027 | 0.51349
1366 | 5.5281 | 0.10775 | 0.00015385 | 0.47508 | 0.15485 | 9.2907 | 0.39167 | 0.54652 | 1.0905 | 14.2708 | 15.4265 | 0.57783 | 0.010226 | 0.51132
1367 | 5.5299 | 0.10775 | 0.00015385 | 0.47508 | 0.15485 | 9.2907 | 0.38917 | 0.54402 | 1.0856 | 14.2113 | 15.3614 | 0.57502 | 0.010183 | 0.50917
1368 | 5.5317 | 0.10775 | 0.00015385 | 0.47508 | 0.15485 | 9.2908 | 0.3867 | 0.54154 | 1.0806 | 14.1524 | 15.2969 | 0.57223 | 0.010141 | 0.50705
1369 | 5.5335 | 0.10775 | 0.00015385 | 0.47508 | 0.15485 | 9.2908 | 0.38425 | 0.53909 | 1.0758 | 14.0941 | 15.2331 | 0.56948 | 0.010099 | 0.50494
1370 | 5.5353 | 0.10775 | 0.00015385 | 0.47508 | 0.15485 | 9.2908 | 0.38182 | 0.53666 | 1.0709 | 14.0364 | 15.1699 | 0.56675 | 0.010057 | 0.50286
1371 | 5.5371 | 0.10775 | 0.00015385 | 0.47508 | 0.15485 | 9.2908 | 0.37941 | 0.53426 | 1.0661 | 13.9792 | 15.1073 | 0.56405 | 0.010016 | 0.5008
1372 | 5.5389 | 0.10775 | 0.00015385 | 0.47508 | 0.15485 | 9.2907 | 0.37703 | 0.53188 | 1.0614 | 13.9226 | 15.0453 | 0.56137 | 0.0099752 | 0.49876
1373 | 5.5407 | 0.10775 | 0.00015385 | 0.47508 | 0.15484 | 9.2907 | 0.37467 | 0.52951 | 1.0567 | 13.8665 | 14.984 | 0.55873 | 0.0099347 | 0.49674
1374 | 5.5425 | 0.10775 | 0.00015385 | 0.47508 | 0.15484 | 9.2906 | 0.37233 | 0.52718 | 1.052 | 13.811 | 14.9232 | 0.5561 | 0.0098947 | 0.49474
1375 | 5.5443 | 0.10775 | 0.00015385 | 0.47508 | 0.15484 | 9.2906 | 0.37002 | 0.52486 | 1.0474 | 13.756 | 14.863 | 0.55351 | 0.0098551 | 0.49275
1376 | 5.5461 | 0.10775 | 0.00015385 | 0.47508 | 0.15484 | 9.2906 | 0.36772 | 0.52256 | 1.0429 | 13.7016 | 14.8035 | 0.55093 | 0.0098158 | 0.49079
1377 | 5.5479 | 0.10775 | 0.00015385 | 0.47508 | 0.15484 | 9.2905 | 0.36545 | 0.52029 | 1.0383 | 13.6477 | 14.7444 | 0.54839 | 0.0097769 | 0.48884
1378 | 5.5497 | 0.10775 | 0.00015385 | 0.47508 | 0.15484 | 9.2905 | 0.3632 | 0.51804 | 1.0338 | 13.5943 | 14.686 | 0.54586 | 0.0097384 | 0.48692
1379 | 5.5515 | 0.10775 | 0.00015385 | 0.47508 | 0.15484 | 9.2905 | 0.36096 | 0.51581 | 1.0294 | 13.5414 | 14.6281 | 0.54337 | 0.0097002 | 0.48501
1380 | 5.5532 | 0.10775 | 0.00015385 | 0.47508 | 0.15484 | 9.2905 | 0.35875 | 0.51359 | 1.025 | 13.489 | 14.5708 | 0.54089 | 0.0096625 | 0.48312
1381 | 5.555 | 0.10775 | 0.00015385 | 0.47508 | 0.15484 | 9.2905 | 0.35656 | 0.5114 | 1.0206 | 13.4371 | 14.514 | 0.53844 | 0.009625 | 0.48125
1382 | 5.5568 | 0.10775 | 0.00015385 | 0.47508 | 0.15484 | 9.2905 | 0.35439 | 0.50923 | 1.0163 | 13.3857 | 14.4577 | 0.53601 | 0.009588 | 0.4794
1383 | 5.5586 | 0.10775 | 0.00015385 | 0.47508 | 0.15484 | 9.2905 | 0.35224 | 0.50708 | 1.012 | 13.3348 | 14.402 | 0.53361 | 0.0095513 | 0.47756
1384 | 5.5604 | 0.10775 | 0.00015385 | 0.47508 | 0.15484 | 9.2905 | 0.35011 | 0.50495 | 1.0078 | 13.2844 | 14.3469 | 0.53123 | 0.0095149 | 0.47574
1385 | 5.5622 | 0.10775 | 0.00015385 | 0.47508 | 0.15484 | 9.2905 | 0.348 | 0.50284 | 1.0036 | 13.2345 | 14.2922 | 0.52887 | 0.0094789 | 0.47394
1386 | 5.564 | 0.10775 | 0.00015385 | 0.47508 | 0.15484 | 9.2905 | 0.3459 | 0.50074 | 0.99942 | 13.185 | 14.238 | 0.52653 | 0.0094432 | 0.47216
1387 | 5.5658 | 0.10775 | 0.00015385 | 0.47508 | 0.15484 | 9.2905 | 0.34383 | 0.49867 | 0.99529 | 13.136 | 14.1844 | 0.52421 | 0.0094078 | 0.47039
1388 | 5.5676 | 0.10775 | 0.00015385 | 0.47508 | 0.15484 | 9.2905 | 0.34177 | 0.49661 | 0.99119 | 13.0874 | 14.1313 | 0.52192 | 0.0093728 | 0.46864
1389 | 5.5694 | 0.10775 | 0.00015385 | 0.47508 | 0.15484 | 9.2905 | 0.33974 | 0.49458 | 0.98714 | 13.0393 | 14.0786 | 0.51965 | 0.0093381 | 0.46691
1390 | 5.5712 | 0.10775 | 0.00015385 | 0.47508 | 0.15484 | 9.2905 | 0.33772 | 0.49256 | 0.98312 | 12.9917 | 14.0264 | 0.5174 | 0.0093038 | 0.46519
1391 | 5.573 | 0.10775 | 0.00015385 | 0.47508 | 0.15484 | 9.2905 | 0.33571 | 0.49056 | 0.97913 | 12.9444 | 13.9748 | 0.51517 | 0.0092697 | 0.46349
1392 | 5.5748 | 0.10775 | 0.00015385 | 0.47508 | 0.15484 | 9.2906 | 0.33373 | 0.48857 | 0.97518 | 12.8977 | 13.9236 | 0.51296 | 0.009236 | 0.4618
1393 | 5.5766 | 0.10775 | 0.00015385 | 0.47508 | 0.15484 | 9.2906 | 0.33177 | 0.48661 | 0.97127 | 12.8513 | 13.8728 | 0.51077 | 0.0092025 | 0.46013
1394 | 5.5784 | 0.10775 | 0.00015385 | 0.47508 | 0.15484 | 9.2906 | 0.32982 | 0.48466 | 0.96739 | 12.8054 | 13.8226 | 0.5086 | 0.0091694 | 0.45847
1395 | 5.5802 | 0.10775 | 0.00015385 | 0.47508 | 0.15484 | 9.2906 | 0.32789 | 0.48273 | 0.96354 | 12.7599 | 13.7728 | 0.50645 | 0.0091366 | 0.45683
1396 | 5.582 | 0.10775 | 0.00015385 | 0.47508 | 0.15484 | 9.2907 | 0.32597 | 0.48082 | 0.95973 | 12.7148 | 13.7234 | 0.50432 | 0.0091041 | 0.4552
1397 | 5.5838 | 0.10775 | 0.00015385 | 0.47508 | 0.15485 | 9.2907 | 0.32407 | 0.47892 | 0.95595 | 12.6701 | 13.6745 | 0.50221 | 0.0090718 | 0.45359
1398 | 5.5856 | 0.10775 | 0.00015385 | 0.47508 | 0.15485 | 9.2907 | 0.32219 | 0.47704 | 0.95221 | 12.6258 | 13.6261 | 0.50011 | 0.0090399 | 0.452
1399 | 5.5874 | 0.10775 | 0.00015385 | 0.47508 | 0.15485 | 9.2907 | 0.32033 | 0.47517 | 0.94849 | 12.582 | 13.578 | 0.49804 | 0.0090083 | 0.45041
1400 | 5.5892 | 0.10775 | 0.00015385 | 0.47508 | 0.15485 | 9.2907 | 0.31848 | 0.47332 | 0.94481 | 12.5385 | 13.5305 | 0.49599 | 0.0089769 | 0.44885
1401 | 5.591 | 0.10775 | 0.00015385 | 0.47508 | 0.15485 | 9.2907 | 0.31664 | 0.47149 | 0.94116 | 12.4954 | 13.4833 | 0.49395 | 0.0089458 | 0.44729
1402 | 5.5928 | 0.10775 | 0.00015385 | 0.47508 | 0.15485 | 9.2907 | 0.31483 | 0.46967 | 0.93754 | 12.4527 | 13.4366 | 0.49193 | 0.008915 | 0.44575
1403 | 5.5946 | 0.10775 | 0.00015385 | 0.47508 | 0.15484 | 9.2907 | 0.31303 | 0.46787 | 0.93395 | 12.4104 | 13.3902 | 0.48993 | 0.0088845 | 0.44422
1404 | 5.5963 | 0.10775 | 0.00015385 | 0.47508 | 0.15484 | 9.2907 | 0.31124 | 0.46608 | 0.9304 | 12.3684 | 13.3443 | 0.48795 | 0.0088542 | 0.44271
1405 | 5.5981 | 0.10775 | 0.00015385 | 0.47508 | 0.15484 | 9.2907 | 0.30947 | 0.46431 | 0.92687 | 12.3268 | 13.2988 | 0.48599 | 0.0088243 | 0.44121
1406 | 5.5999 | 0.10775 | 0.00015385 | 0.47508 | 0.15484 | 9.2907 | 0.30771 | 0.46256 | 0.92337 | 12.2856 | 13.2537 | 0.48404 | 0.0087945 | 0.43973
1407 | 5.6017 | 0.10775 | 0.00015385 | 0.47508 | 0.15484 | 9.2906 | 0.30597 | 0.46082 | 0.9199 | 12.2448 | 13.209 | 0.48211 | 0.0087651 | 0.43825
1408 | 5.6035 | 0.10775 | 0.00015385 | 0.47508 | 0.15484 | 9.2906 | 0.30425 | 0.45909 | 0.91647 | 12.2043 | 13.1647 | 0.4802 | 0.0087359 | 0.43679
1409 | 5.6053 | 0.10775 | 0.00015385 | 0.47508 | 0.15484 | 9.2906 | 0.30253 | 0.45738 | 0.91306 | 12.1641 | 13.1207 | 0.4783 | 0.0087069 | 0.43535
1410 | 5.6071 | 0.10775 | 0.00015385 | 0.47508 | 0.15484 | 9.2906 | 0.30084 | 0.45568 | 0.90968 | 12.1243 | 13.0772 | 0.47642 | 0.0086782 | 0.43391
1411 | 5.6089 | 0.10775 | 0.00015385 | 0.47508 | 0.15484 | 9.2906 | 0.29915 | 0.454 | 0.90633 | 12.0849 | 13.034 | 0.47456 | 0.0086498 | 0.43249
1412 | 5.6107 | 0.10775 | 0.00015385 | 0.47508 | 0.15484 | 9.2906 | 0.29748 | 0.45233 | 0.903 | 12.0458 | 12.9912 | 0.47271 | 0.0086216 | 0.43108
1413 | 5.6125 | 0.10775 | 0.00015385 | 0.47508 | 0.15484 | 9.2906 | 0.29583 | 0.45067 | 0.89971 | 12.007 | 12.9488 | 0.47088 | 0.0085936 | 0.42968
1414 | 5.6143 | 0.10775 | 0.00015385 | 0.47508 | 0.15484 | 9.2906 | 0.29419 | 0.44903 | 0.89644 | 11.9686 | 12.9067 | 0.46907 | 0.0085659 | 0.42829
1415 | 5.6161 | 0.10775 | 0.00015385 | 0.47508 | 0.15484 | 9.2906 | 0.29256 | 0.4474 | 0.89319 | 11.9305 | 12.865 | 0.46727 | 0.0085384 | 0.42692
1416 | 5.6179 | 0.10775 | 0.00015385 | 0.47508 | 0.15484 | 9.2906 | 0.29095 | 0.44579 | 0.88998 | 11.8927 | 12.8237 | 0.46548 | 0.0085112 | 0.42556
1417 | 5.6197 | 0.10775 | 0.00015385 | 0.47508 | 0.15484 | 9.2906 | 0.28935 | 0.44419 | 0.88679 | 11.8553 | 12.7827 | 0.46371 | 0.0084842 | 0.42421
1418 | 5.6215 | 0.10775 | 0.00015385 | 0.47508 | 0.15484 | 9.2906 | 0.28776 | 0.4426 | 0.88363 | 11.8182 | 12.7421 | 0.46196 | 0.0084574 | 0.42287
1419 | 5.6233 | 0.10775 | 0.00015385 | 0.47508 | 0.15484 | 9.2906 | 0.28618 | 0.44103 | 0.88049 | 11.7814 | 12.7018 | 0.46022 | 0.0084308 | 0.42154
1420 | 5.6251 | 0.10775 | 0.00015385 | 0.47508 | 0.15484 | 9.2906 | 0.28462 | 0.43947 | 0.87738 | 11.7449 | 12.6619 | 0.4585 | 0.0084045 | 0.42023
1421 | 5.6269 | 0.10775 | 0.00015385 | 0.47508 | 0.15484 | 9.2906 | 0.28307 | 0.43792 | 0.8743 | 11.7087 | 12.6222 | 0.45679 | 0.0083784 | 0.41892
1422 | 5.6287 | 0.10775 | 0.00015385 | 0.47508 | 0.15484 | 9.2906 | 0.28154 | 0.43638 | 0.87124 | 11.6728 | 12.583 | 0.45509 | 0.0083525 | 0.41763
1423 | 5.6305 | 0.10775 | 0.00015385 | 0.47508 | 0.15484 | 9.2906 | 0.28001 | 0.43486 | 0.8682 | 11.6372 | 12.544 | 0.45341 | 0.0083269 | 0.41634
1424 | 5.6323 | 0.10775 | 0.00015385 | 0.47508 | 0.15484 | 9.2906 | 0.2785 | 0.43334 | 0.86519 | 11.6019 | 12.5054 | 0.45174 | 0.0083014 | 0.41507
1425 | 5.6341 | 0.10775 | 0.00015385 | 0.47508 | 0.15484 | 9.2906 | 0.277 | 0.43184 | 0.8622 | 11.5669 | 12.4671 | 0.45009 | 0.0082762 | 0.41381
1426 | 5.6359 | 0.10775 | 0.00015385 | 0.47508 | 0.15484 | 9.2906 | 0.27551 | 0.43036 | 0.85924 | 11.5322 | 12.4291 | 0.44845 | 0.0082512 | 0.41256
1427 | 5.6377 | 0.10775 | 0.00015385 | 0.47508 | 0.15484 | 9.2905 | 0.27404 | 0.42888 | 0.8563 | 11.4978 | 12.3915 | 0.44682 | 0.0082263 | 0.41132
1428 | 5.6394 | 0.10775 | 0.00015385 | 0.47508 | 0.15484 | 9.2905 | 0.27258 | 0.42742 | 0.85338 | 11.4637 | 12.3541 | 0.44521 | 0.0082017 | 0.41009
1429 | 5.6412 | 0.10775 | 0.00015385 | 0.47508 | 0.15484 | 9.2905 | 0.27112 | 0.42597 | 0.85049 | 11.4298 | 12.3171 | 0.44361 | 0.0081773 | 0.40887
1430 | 5.643 | 0.10775 | 0.00015385 | 0.47508 | 0.15484 | 9.2905 | 0.26968 | 0.42453 | 0.84762 | 11.3963 | 12.2803 | 0.44203 | 0.0081531 | 0.40766
1431 | 5.6448 | 0.10775 | 0.00015385 | 0.47508 | 0.15484 | 9.2905 | 0.26825 | 0.4231 | 0.84478 | 11.363 | 12.2439 | 0.44046 | 0.0081291 | 0.40645
1432 | 5.6466 | 0.10775 | 0.00015385 | 0.47508 | 0.15484 | 9.2905 | 0.26684 | 0.42168 | 0.84195 | 11.33 | 12.2078 | 0.4389 | 0.0081053 | 0.40526
1433 | 5.6484 | 0.10775 | 0.00015385 | 0.47508 | 0.15484 | 9.2905 | 0.26543 | 0.42027 | 0.83915 | 11.2972 | 12.1719 | 0.43735 | 0.0080817 | 0.40408
1434 | 5.6502 | 0.10775 | 0.00015385 | 0.47508 | 0.15484 | 9.2905 | 0.26404 | 0.41888 | 0.83637 | 11.2648 | 12.1364 | 0.43581 | 0.0080582 | 0.40291
1435 | 5.652 | 0.10775 | 0.00015385 | 0.47508 | 0.15484 | 9.2905 | 0.26265 | 0.41749 | 0.83361 | 11.2325 | 12.1011 | 0.43429 | 0.008035 | 0.40175
1436 | 5.6538 | 0.10775 | 0.00015385 | 0.47508 | 0.15484 | 9.2905 | 0.26128 | 0.41612 | 0.83088 | 11.2006 | 12.0662 | 0.43278 | 0.008012 | 0.4006
1437 | 5.6556 | 0.10775 | 0.00015385 | 0.47508 | 0.15484 | 9.2905 | 0.25992 | 0.41476 | 0.82816 | 11.1686 | 12.0315 | 0.43141 | 0.007989 | 0.39945
1438 | 5.6574 | 0.10775 | 0.00015385 | 0.47508 | 0.15484 | 9.2905 | 0.25856 | 0.41341 | 0.82547 | 11.1365 | 11.9968 | 0.43016 | 0.007966 | 0.3983
1439 | 5.6592 | 0.10775 | 0.00015385 | 0.47508 | 0.15484 | 9.2905 | 0.25722 | 0.41206 | 0.8228 | 11.1041 | 11.962 | 0.42891 | 0.0079429 | 0.39714
1440 | 5.661 | 0.10775 | 0.00015385 | 0.47508 | 0.15484 | 9.2905 | 0.25589 | 0.41073 | 0.80162 | 11.0716 | 11.9269 | 0.42766 | 0.0079196 | 0.39598
1441 | 5.661 | 0.094281 | 0.00013846 | 0.47507 | 0.13548 | 8.7098 | 0.25541 | 0.39089 | 0.76194 | 11.0218 | 11.8732 | 0.42573 | 0.007884 | 0.3942
1442 | 5.661 | 0.080812 | 0.00012308 | 0.47506 | 0.11613 | 7.5484 | 0.25492 | 0.37105 | 0.72226 | 10.9387 | 11.7837 | 0.42252 | 0.0078245 | 0.39123
1443 | 5.661 | 0.067343 | 9.2308e-05 | 0.47505 | 0.09677 | 6.3869 | 0.25444 | 0.35121 | 0.68259 | 10.8247 | 11.6609 | 0.41812 | 0.007743 | 0.38715
1444 | 5.661 | 0.053875 | 7.6923e-05 | 0.47504 | 0.077415 | 5.2255 | 0.25396 | 0.33138 | 0.64292 | 10.682 | 11.5073 | 0.41261 | 0.0076409 | 0.38205
1445 | 5.661 | 0.040406 | 6.1538e-05 | 0.47503 | 0.05806 | 4.0642 | 0.25348 | 0.31154 | 0.60325 | 10.5128 | 11.325 | 0.40607 | 0.0075199 | 0.37599
1446 | 5.661 | 0.026937 | 3.0769e-05 | 0.47502 | 0.038706 | 2.903 | 0.25301 | 0.29171 | 0.56359 | 10.3189 | 11.1161 | 0.39858 | 0.0073812 | 0.36906
1447 | 5.661 | 0.013469 | 1.5385e-05 | 0.47501 | 0.019352 | 1.7417 | 0.25253 | 0.27188 | 0.52394 | 10.1021 | 10.8825 | 0.39021 | 0.0072261 | 0.3613
1448 | 5.661 | 0 | 0 | 0.475 | 0 | 0.58057 | 0.25206 | 0.25206 | 0.50284 | 9.864 | 10.626 | 0.38101 | 0.0070558 | 0.35279
1449 | 5.661 | 0 | 0 | 0.475 | 0 | 0 | 0.25078 | 0.25078 | 0.5003 | 9.6234 | 10.3668 | 0.37172 | 0.0068837 | 0.34418
1450 | 5.661 | 0 | 0 | 0.475 | 0 | 0 | 0.24952 | 0.24952 | 0.49778 | 9.3977 | 10.1237 | 0.363 | 0.0067222 | 0.33611
1451 | 5.661 | 0 | 0 | 0.475 | 0 | 0 | 0.24826 | 0.24826 | 0.49528 | 9.1858 | 9.8955 | 0.35482 | 0.0065707 | 0.32853
1452 | 5.661 | 0 | 0 | 0.475 | 0 | 0 | 0.24702 | 0.24702 | 0.49279 | 8.9868 | 9.6811 | 0.34713 | 0.0064284 | 0.32142
1453 | 5.661 | 0 | 0 | 0.475 | 0 | 0 | 0.24578 | 0.24578 | 0.49033 | 8.7998 | 9.4796 | 0.33991 | 0.0062946 | 0.31473
1454 | 5.661 | 0 | 0 | 0.475 | 0 | 0 | 0.24455 | 0.24455 | 0.48788 | 8.6239 | 9.2902 | 0.33311 | 0.0061688 | 0.30844
1455 | 5.661 | 0 | 0 | 0.475 | 0 | 0 | 0.24333 | 0.24333 | 0.48546 | 8.4584 | 9.1118 | 0.32672 | 0.0060503 | 0.30252
1456 | 5.661 | 0 | 0 | 0.475 | 0 | 0 | 0.24212 | 0.24212 | 0.48305 | 8.3024 | 8.9438 | 0.3207 | 0.0059388 | 0.29694
1457 | 5.661 | 0 | 0 | 0.475 | 0 | 0 | 0.24092 | 0.24092 | 0.48066 | 8.1555 | 8.7855 | 0.31502 | 0.0058337 | 0.29168
1458 | 5.661 | 0 | 0 | 0.475 | 0 | 0 | 0.23973 | 0.23973 | 0.47828 | 8.0168 | 8.6361 | 0.30966 | 0.0057345 | 0.28672
1459 | 5.661 | 0 | 0 | 0.475 | 0 | 0 | 0.23855 | 0.23855 | 0.47593 | 7.8859 | 8.4951 | 0.3046 | 0.0056408 | 0.28204
1460 | 5.661 | 0 | 0 | 0.475 | 0 | 0 | 0.23738 | 0.23738 | 0.47359 | 7.7621 | 8.3618 | 0.29983 | 0.0055523 | 0.27762
1461 | 5.661 | 0 | 0 | 0.475 | 0 | 0 | 0.23621 | 0.23621 | 0.47127 | 7.6451 | 8.2357 | 0.29531 | 0.0054686 | 0.27343
1462 | 5.661 | 0 | 0 | 0.475 | 0 | 0 | 0.23506 | 0.23506 | 0.46896 | 7.5343 | 8.1164 | 0.29103 | 0.0053894 | 0.26947
1463 | 5.661 | 0 | 0 | 0.475 | 0 | 0 | 0.23391 | 0.23391 | 0.46667 | 7.4294 | 8.0033 | 0.28697 | 0.0053143 | 0.26571
1464 | 5.661 | 0 | 0 | 0.475 | 0 | 0 | 0.23277 | 0.23277 | 0.4644 | 7.3298 | 7.896 | 0.28312 | 0.005243 | 0.26215
1465 | 5.661 | 0 | 0 | 0.475 | 0 | 0 | 0.23164 | 0.23164 | 0.46215 | 7.2352 | 7.7942 | 0.27947 | 0.0051754 | 0.25877
1466 | 5.661 | 0 | 0 | 0.475 | 0 | 0 | 0.23051 | 0.23051 | 0.45991 | 7.1454 | 7.6974 | 0.276 | 0.0051111 | 0.25556
1467 | 5.661 | 0 | 0 | 0.475 | 0 | 0 | 0.2294 | 0.2294 | 0.45769 | 7.0599 | 7.6053 | 0.2727 | 0.00505 | 0.2525
1468 | 5.661 | 0 | 0 | 0.475 | 0 | 0 | 0.22829 | 0.22829 | 0.45548 | 6.9785 | 7.5176 | 0.26955 | 0.0049918 | 0.24959
1469 | 5.661 | 0 | 0 | 0.475 | 0 | 0 | 0.22719 | 0.22719 | 0.45329 | 6.9008 | 7.434 | 0.26656 | 0.0049362 | 0.24681
1470 | 5.661 | 0 | 0 | 0.475 | 0 | 0 | 0.2261 | 0.2261 | 0.45112 | 6.8268 | 7.3541 | 0.26369 | 0.0048832 | 0.24416
1471 | 5.661 | 0 | 0 | 0.475 | 0 | 0 | 0.22502 | 0.22502 | 0.44896 | 6.756 | 7.2779 | 0.26096 | 0.0048326 | 0.24163
1472 | 5.661 | 0 | 0 | 0.475 | 0 | 0 | 0.22394 | 0.22394 | 0.44682 | 6.6882 | 7.2049 | 0.25834 | 0.0047841 | 0.23921
1473 | 5.661 | 0 | 0 | 0.475 | 0 | 0 | 0.22288 | 0.22288 | 0.44469 | 6.6234 | 7.135 | 0.25584 | 0.0047377 | 0.23689
1474 | 5.661 | 0 | 0 | 0.475 | 0 | 0 | 0.22182 | 0.22182 | 0.44258 | 6.5612 | 7.0681 | 0.25344 | 0.0046933 | 0.23466
1475 | 5.661 | 0 | 0 | 0.475 | 0 | 0 | 0.22076 | 0.22076 | 0.44048 | 6.5015 | 7.0038 | 0.25113 | 0.0046506 | 0.23253
1476 | 5.661 | 0 | 0 | 0.475 | 0 | 0 | 0.21972 | 0.21972 | 0.4384 | 6.4442 | 6.942 | 0.24892 | 0.0046096 | 0.23048
1477 | 5.661 | 0 | 0 | 0.475 | 0 | 0 | 0.21868 | 0.21868 | 0.43633 | 6.389 | 6.8826 | 0.24678 | 0.0045701 | 0.2285
1478 | 5.661 | 0 | 0 | 0.475 | 0 | 0 | 0.21765 | 0.21765 | 0.43428 | 6.3358 | 6.8253 | 0.24473 | 0.0045321 | 0.2266
1479 | 5.661 | 0 | 0 | 0.475 | 0 | 0 | 0.21663 | 0.21663 | 0.43224 | 6.2846 | 6.7701 | 0.24275 | 0.0044954 | 0.22477
1480 | 5.661 | 0 | 0 | 0.475 | 0 | 0 | 0.21561 | 0.21561 | 0.43021 | 6.2352 | 6.7169 | 0.24084 | 0.0044601 | 0.223
1481 | 5.661 | 0 | 0 | 0.475 | 0 | 0 | 0.2146 | 0.2146 | 0.4282 | 6.1874 | 6.6654 | 0.239 | 0.0044259 | 0.22129
1482 | 5.661 | 0 | 0 | 0.475 | 0 | 0 | 0.2136 | 0.2136 | 0.42621 | 6.1412 | 6.6156 | 0.23721 | 0.0043928 | 0.21964
1483 | 5.661 | 0 | 0 | 0.475 | 0 | 0 | 0.21261 | 0.21261 | 0.42422 | 6.0964 | 6.5674 | 0.23548 | 0.0043608 | 0.21804
1484 | 5.661 | 0 | 0 | 0.475 | 0 | 0 | 0.21162 | 0.21162 | 0.42226 | 6.053 | 6.5206 | 0.23381 | 0.0043298 | 0.21649
1485 | 5.661 | 0 | 0 | 0.475 | 0 | 0 | 0.21064 | 0.21064 | 0.4203 | 6.0109 | 6.4753 | 0.23218 | 0.0042996 | 0.21498
1486 | 5.661 | 0 | 0 | 0.475 | 0 | 0 | 0.20966 | 0.20966 | 0.41836 | 5.97 | 6.4312 | 0.2306 | 0.0042704 | 0.21352
1487 | 5.661 | 0 | 0 | 0.475 | 0 | 0 | 0.2087 | 0.2087 | 0.41643 | 5.9302 | 6.3884 | 0.22906 | 0.0042419 | 0.2121
1488 | 5.661 | 0 | 0 | 0.475 | 0 | 0 | 0.20774 | 0.20774 | 0.41452 | 5.8915 | 6.3467 | 0.22757 | 0.0042143 | 0.21071
1489 | 5.661 | 0 | 0 | 0.475 | 0 | 0 | 0.20678 | 0.20678 | 0.41262 | 5.8538 | 6.306 | 0.22611 | 0.0041873 | 0.20936
1490 | 5.661 | 0 | 0 | 0.475 | 0 | 0 | 0.20583 | 0.20583 | 0.41073 | 5.817 | 6.2664 | 0.22469 | 0.004161 | 0.20805
1491 | 5.661 | 0 | 0 | 0.475 | 0 | 0 | 0.20489 | 0.20489 | 0.40885 | 5.7812 | 6.2278 | 0.22331 | 0.0041353 | 0.20677
1492 | 5.661 | 0 | 0 | 0.475 | 0 | 0 | 0.20396 | 0.20396 | 0.40699 | 5.7461 | 6.19 | 0.22195 | 0.0041102 | 0.20551
1493 | 5.661 | 0 | 0 | 0.475 | 0 | 0 | 0.20303 | 0.20303 | 0.40514 | 5.7118 | 6.1531 | 0.22063 | 0.0040857 | 0.20429
1494 | 5.661 | 0 | 0 | 0.475 | 0 | 0 | 0.20211 | 0.20211 | 0.4033 | 5.6783 | 6.117 | 0.21933 | 0.0040617 | 0.20309
1495 | 5.661 | 0 | 0 | 0.475 | 0 | 0 | 0.20119 | 0.20119 | 0.40148 | 5.6455 | 6.0816 | 0.21807 | 0.0040383 | 0.20191
1496 | 5.661 | 0 | 0 | 0.475 | 0 | 0 | 0.20028 | 0.20028 | 0.39966 | 5.6133 | 6.047 | 0.21682 | 0.0040152 | 0.20076
1497 | 5.661 | 0 | 0 | 0.475 | 0 | 0 | 0.19938 | 0.19938 | 0.39786 | 5.5818 | 6.013 | 0.2156 | 0.0039927 | 0.19963
1498 | 5.661 | 0 | 0 | 0.475 | 0 | 0 | 0.19848 | 0.19848 | 0.39608 | 5.5508 | 5.9796 | 0.21441 | 0.0039705 | 0.19853
1499 | 5.661 | 0 | 0 | 0.475 | 0 | 0 | 0.19759 | 0.19759 | 0.3943 | 5.5204 | 5.9469 | 0.21324 | 0.0039488 | 0.19744
1500 | 5.661 | 0 | 0 | 0.475 | 0 | 0 | 0.19671 | 0.19671 | 0.19671 | 5.4906 | 5.9147 | 0.21208 | 0.0039274 | 0.19637
[5 empty] | Total | 31136.0233 | [8 empty] | 36.7859 | 2207.1553
[5 empty] | 31136.0233 |  | 64468.7551
Note on A4: Normal limits of 5-300 ac, spreadsheet allows down to 0.1ac
Note on A5: Tc range is from 5-30 mins
Note on A6: Effective Impervious from Exhibits 14a and b in Hydrology Manual
Note on A7: Descriptive Land Use for % Eff Imp from Exhibits 14a and b in Hydrology Manual
Note on F7: Basin data in ascending order
Note on G7: Basin volume calculated using conic equation if using contour area data
Note on H7: Basin volume calculated using conic equation if using contour area data
Note on A8: Bandurraga, Mark: J thru L for historic VCRat, 31 Zones for NOAA rainfall
Note on A9: Design storm 10, 25, 50, or 100 yrs.
Note on A10: Exhibit 14a and b in Hydrology Manual. Soil type from 1-7 obtained from District shapefile. Use Rev for post 2016 runds
Note on A11: Subarea yield calculated from Exhibit 14a and b Curve Numbers NRCS equation
Note on A13: Bandurraga, Mark: 10-yr Dev Condition for most Cities. 100-yr Undev. Condition for County jurisdition.
Note on A14: From Tc Calculator or spreadsheet or Official VCRat model.
Note on A16: Same as Developed Condition for Cities, Undeveloped Condition % for County
Note on A17: Descriptive Land Use for % Imp from Exhibits 14a and b in Hydrology Manual

## Mitigation (hidden)
VCRat Mitigation Peak- Does not fatten or rout
Project Information: | Mitigation Hydrograph, Ventura County
MITIGATION HYDROGRAPH PARAMETERS
Watershed Area ac = | 3 | User Input
Time of Concentration Tc min = | 12 | User Input
% Effective Imperviousness = | 50 | User Input
Land Use Description = | 1/5 ac Res | User Input
Storm Zone and Frequency = | Con3_10 | User Input
District Soil Number (1-7) = | 4Rev | User Input
NRCS Curve Number Yield in = | 5.92 | User Input
NRCS Hydrograph Volume af = | 1.48
HYDROGRAPH RESULTS
Peak cfs = | 3.4553
Unfattened Hydrograph Volume af = | 0.50705
Time of Peak min = | 1154
RATIONAL METHOD HYDROGRAPH
Hydrograph | Con3_10 | Intensity (in/hr) | C_unde- veloped | C_com-posite | Flow cfs
Time min | Rain, In
0 | 0 | 0 | 0 | 0.475 | 0
1 | 0.0012889 | 0.077333 | 0.00010769 | 0.47505 | 0.11113
2 | 0.0025778 | 0.077333 | 0.00010769 | 0.47505 | 0.11113
3 | 0.0038667 | 0.077333 | 0.00010769 | 0.47505 | 0.11113
4 | 0.0051556 | 0.077333 | 0.00010769 | 0.47505 | 0.11113
5 | 0.0064444 | 0.077333 | 0.00010769 | 0.47505 | 0.11113
6 | 0.0077333 | 0.077333 | 0.00010769 | 0.47505 | 0.11113
7 | 0.0090222 | 0.077333 | 0.00010769 | 0.47505 | 0.11113
8 | 0.010311 | 0.077333 | 0.00010769 | 0.47505 | 0.11113
9 | 0.0116 | 0.077333 | 0.00010769 | 0.47505 | 0.11113
10 | 0.012889 | 0.077333 | 0.00010769 | 0.47505 | 0.11113
11 | 0.014178 | 0.077333 | 0.00010769 | 0.47505 | 0.11113
12 | 0.015467 | 0.077333 | 0.00010769 | 0.47505 | 0.11113
13 | 0.016756 | 0.077333 | 0.00010769 | 0.47505 | 0.11113
14 | 0.018044 | 0.077333 | 0.00010769 | 0.47505 | 0.11113
15 | 0.019333 | 0.077333 | 0.00010769 | 0.47505 | 0.11113
16 | 0.020622 | 0.077333 | 0.00010769 | 0.47505 | 0.11113
17 | 0.021911 | 0.077333 | 0.00010769 | 0.47505 | 0.11113
18 | 0.0232 | 0.077333 | 0.00010769 | 0.47505 | 0.11113
19 | 0.024489 | 0.077333 | 0.00010769 | 0.47505 | 0.11113
20 | 0.025778 | 0.077333 | 0.00010769 | 0.47505 | 0.11113
21 | 0.027067 | 0.077333 | 0.00010769 | 0.47505 | 0.11113
22 | 0.028356 | 0.077333 | 0.00010769 | 0.47505 | 0.11113
23 | 0.029644 | 0.077333 | 0.00010769 | 0.47505 | 0.11113
24 | 0.030933 | 0.077333 | 0.00010769 | 0.47505 | 0.11113
25 | 0.032222 | 0.077333 | 0.00010769 | 0.47505 | 0.11113
26 | 0.033511 | 0.077333 | 0.00010769 | 0.47505 | 0.11113
27 | 0.0348 | 0.077333 | 0.00010769 | 0.47505 | 0.11113
28 | 0.036089 | 0.077333 | 0.00010769 | 0.47505 | 0.11113
29 | 0.037378 | 0.077333 | 0.00010769 | 0.47505 | 0.11113
30 | 0.038667 | 0.077333 | 0.00010769 | 0.47505 | 0.11113
31 | 0.039956 | 0.077333 | 0.00010769 | 0.47505 | 0.11113
32 | 0.041244 | 0.077333 | 0.00010769 | 0.47505 | 0.11113
33 | 0.042533 | 0.077333 | 0.00010769 | 0.47505 | 0.11113
34 | 0.043822 | 0.077333 | 0.00010769 | 0.47505 | 0.11113
35 | 0.045111 | 0.077333 | 0.00010769 | 0.47505 | 0.11113
36 | 0.0464 | 0.077333 | 0.00010769 | 0.47505 | 0.11113
37 | 0.047689 | 0.077333 | 0.00010769 | 0.47505 | 0.11113
38 | 0.048978 | 0.077333 | 0.00010769 | 0.47505 | 0.11113
39 | 0.050267 | 0.077333 | 0.00010769 | 0.47505 | 0.11113
40 | 0.051556 | 0.077333 | 0.00010769 | 0.47505 | 0.11113
41 | 0.052844 | 0.077333 | 0.00010769 | 0.47505 | 0.11113
42 | 0.054133 | 0.077333 | 0.00010769 | 0.47505 | 0.11113
43 | 0.055422 | 0.077333 | 0.00010769 | 0.47505 | 0.11113
44 | 0.056711 | 0.077333 | 0.00010769 | 0.47505 | 0.11113
45 | 0.058 | 0.077333 | 0.00010769 | 0.47505 | 0.11113
46 | 0.059289 | 0.077333 | 0.00010769 | 0.47505 | 0.11113
47 | 0.060578 | 0.077333 | 0.00010769 | 0.47505 | 0.11113
48 | 0.061867 | 0.077333 | 0.00010769 | 0.47505 | 0.11113
49 | 0.063156 | 0.077333 | 0.00010769 | 0.47505 | 0.11113
50 | 0.064444 | 0.077333 | 0.00010769 | 0.47505 | 0.11113
51 | 0.065733 | 0.077333 | 0.00010769 | 0.47505 | 0.11113
52 | 0.067022 | 0.077333 | 0.00010769 | 0.47505 | 0.11113
53 | 0.068311 | 0.077333 | 0.00010769 | 0.47505 | 0.11113
54 | 0.0696 | 0.077333 | 0.00010769 | 0.47505 | 0.11113
55 | 0.070889 | 0.077333 | 0.00010769 | 0.47505 | 0.11113
56 | 0.072178 | 0.077333 | 0.00010769 | 0.47505 | 0.11113
57 | 0.073467 | 0.077333 | 0.00010769 | 0.47505 | 0.11113
58 | 0.074756 | 0.077333 | 0.00010769 | 0.47505 | 0.11113
59 | 0.076044 | 0.077333 | 0.00010769 | 0.47505 | 0.11113
60 | 0.077333 | 0.077333 | 0.00010769 | 0.47505 | 0.11113
61 | 0.078622 | 0.077333 | 0.00010769 | 0.47505 | 0.11113
62 | 0.079911 | 0.077333 | 0.00010769 | 0.47505 | 0.11113
63 | 0.0812 | 0.077333 | 0.00010769 | 0.47505 | 0.11113
64 | 0.082489 | 0.077333 | 0.00010769 | 0.47505 | 0.11113
65 | 0.083778 | 0.077333 | 0.00010769 | 0.47505 | 0.11113
66 | 0.085067 | 0.077333 | 0.00010769 | 0.47505 | 0.11113
67 | 0.086356 | 0.077333 | 0.00010769 | 0.47505 | 0.11113
68 | 0.087644 | 0.077333 | 0.00010769 | 0.47505 | 0.11113
69 | 0.088933 | 0.077333 | 0.00010769 | 0.47505 | 0.11113
70 | 0.090222 | 0.077333 | 0.00010769 | 0.47505 | 0.11113
71 | 0.091511 | 0.077333 | 0.00010769 | 0.47505 | 0.11113
72 | 0.0928 | 0.077333 | 0.00010769 | 0.47505 | 0.11113
73 | 0.094089 | 0.077333 | 0.00010769 | 0.47505 | 0.11113
74 | 0.095378 | 0.077333 | 0.00010769 | 0.47505 | 0.11113
75 | 0.096667 | 0.077333 | 0.00010769 | 0.47505 | 0.11113
76 | 0.097956 | 0.077333 | 0.00010769 | 0.47505 | 0.11113
77 | 0.099244 | 0.077333 | 0.00010769 | 0.47505 | 0.11113
78 | 0.10053 | 0.077333 | 0.00010769 | 0.47505 | 0.11113
79 | 0.10182 | 0.077333 | 0.00010769 | 0.47505 | 0.11113
80 | 0.10311 | 0.077333 | 0.00010769 | 0.47505 | 0.11113
81 | 0.1044 | 0.077333 | 0.00010769 | 0.47505 | 0.11113
82 | 0.10569 | 0.077333 | 0.00010769 | 0.47505 | 0.11113
83 | 0.10698 | 0.077333 | 0.00010769 | 0.47505 | 0.11113
84 | 0.10827 | 0.077333 | 0.00010769 | 0.47505 | 0.11113
85 | 0.10956 | 0.077333 | 0.00010769 | 0.47505 | 0.11113
86 | 0.11084 | 0.077333 | 0.00010769 | 0.47505 | 0.11113
87 | 0.11213 | 0.077333 | 0.00010769 | 0.47505 | 0.11113
88 | 0.11342 | 0.077333 | 0.00010769 | 0.47505 | 0.11113
89 | 0.11471 | 0.077333 | 0.00010769 | 0.47505 | 0.11113
90 | 0.116 | 0.077333 | 0.00010769 | 0.47505 | 0.11113
91 | 0.11729 | 0.077333 | 0.00010769 | 0.47505 | 0.11113
92 | 0.11858 | 0.077333 | 0.00010769 | 0.47505 | 0.11113
93 | 0.11987 | 0.077333 | 0.00010769 | 0.47505 | 0.11113
94 | 0.12116 | 0.077333 | 0.00010769 | 0.47505 | 0.11113
95 | 0.12244 | 0.077333 | 0.00010769 | 0.47505 | 0.11113
96 | 0.12373 | 0.077333 | 0.00010769 | 0.47505 | 0.11113
97 | 0.12502 | 0.077333 | 0.00010769 | 0.47505 | 0.11113
98 | 0.12631 | 0.077333 | 0.00010769 | 0.47505 | 0.11113
99 | 0.1276 | 0.077333 | 0.00010769 | 0.47505 | 0.11113
100 | 0.12889 | 0.077333 | 0.00010769 | 0.47505 | 0.11113
101 | 0.13018 | 0.077333 | 0.00010769 | 0.47505 | 0.11113
102 | 0.13147 | 0.077333 | 0.00010769 | 0.47505 | 0.11113
103 | 0.13276 | 0.077333 | 0.00010769 | 0.47505 | 0.11113
104 | 0.13404 | 0.077333 | 0.00010769 | 0.47505 | 0.11113
105 | 0.13533 | 0.077333 | 0.00010769 | 0.47505 | 0.11113
106 | 0.13662 | 0.077333 | 0.00010769 | 0.47505 | 0.11113
107 | 0.13791 | 0.077333 | 0.00010769 | 0.47505 | 0.11113
108 | 0.1392 | 0.077333 | 0.00010769 | 0.47505 | 0.11113
109 | 0.14049 | 0.077333 | 0.00010769 | 0.47505 | 0.11113
110 | 0.14178 | 0.077333 | 0.00010769 | 0.47505 | 0.11113
111 | 0.14307 | 0.077333 | 0.00010769 | 0.47505 | 0.11113
112 | 0.14436 | 0.077333 | 0.00010769 | 0.47505 | 0.11113
113 | 0.14564 | 0.077333 | 0.00010769 | 0.47505 | 0.11113
114 | 0.14693 | 0.077333 | 0.00010769 | 0.47505 | 0.11113
115 | 0.14822 | 0.077333 | 0.00010769 | 0.47505 | 0.11113
116 | 0.14951 | 0.077333 | 0.00010769 | 0.47505 | 0.11113
117 | 0.1508 | 0.077333 | 0.00010769 | 0.47505 | 0.11113
118 | 0.15209 | 0.077333 | 0.00010769 | 0.47505 | 0.11113
119 | 0.15338 | 0.077333 | 0.00010769 | 0.47505 | 0.11113
120 | 0.15467 | 0.077333 | 0.00010769 | 0.47505 | 0.11113
121 | 0.15596 | 0.077333 | 0.00010769 | 0.47505 | 0.11113
122 | 0.15724 | 0.077333 | 0.00010769 | 0.47505 | 0.11113
123 | 0.15853 | 0.077333 | 0.00010769 | 0.47505 | 0.11113
124 | 0.15982 | 0.077333 | 0.00010769 | 0.47505 | 0.11113
125 | 0.16111 | 0.077333 | 0.00010769 | 0.47505 | 0.11113
126 | 0.1624 | 0.077333 | 0.00010769 | 0.47505 | 0.11113
127 | 0.16369 | 0.077333 | 0.00010769 | 0.47505 | 0.11113
128 | 0.16498 | 0.077333 | 0.00010769 | 0.47505 | 0.11113
129 | 0.16627 | 0.077333 | 0.00010769 | 0.47505 | 0.11113
130 | 0.16756 | 0.077333 | 0.00010769 | 0.47505 | 0.11113
131 | 0.16884 | 0.077333 | 0.00010769 | 0.47505 | 0.11113
132 | 0.17013 | 0.077333 | 0.00010769 | 0.47505 | 0.11113
133 | 0.17142 | 0.077333 | 0.00010769 | 0.47505 | 0.11113
134 | 0.17271 | 0.077333 | 0.00010769 | 0.47505 | 0.11113
135 | 0.174 | 0.077333 | 0.00010769 | 0.47505 | 0.11113
136 | 0.17529 | 0.077333 | 0.00010769 | 0.47505 | 0.11113
137 | 0.17658 | 0.077333 | 0.00010769 | 0.47505 | 0.11113
138 | 0.17787 | 0.077333 | 0.00010769 | 0.47505 | 0.11113
139 | 0.17916 | 0.077333 | 0.00010769 | 0.47505 | 0.11113
140 | 0.18044 | 0.077333 | 0.00010769 | 0.47505 | 0.11113
141 | 0.18173 | 0.077333 | 0.00010769 | 0.47505 | 0.11113
142 | 0.18302 | 0.077333 | 0.00010769 | 0.47505 | 0.11113
143 | 0.18431 | 0.077333 | 0.00010769 | 0.47505 | 0.11113
144 | 0.1856 | 0.077333 | 0.00010769 | 0.47505 | 0.11113
145 | 0.18689 | 0.077333 | 0.00010769 | 0.47505 | 0.11113
146 | 0.18818 | 0.077333 | 0.00010769 | 0.47505 | 0.11113
147 | 0.18947 | 0.077333 | 0.00010769 | 0.47505 | 0.11113
148 | 0.19076 | 0.077333 | 0.00010769 | 0.47505 | 0.11113
149 | 0.19204 | 0.077333 | 0.00010769 | 0.47505 | 0.11113
150 | 0.19333 | 0.077333 | 0.00010769 | 0.47505 | 0.11113
151 | 0.19462 | 0.077333 | 0.00010769 | 0.47505 | 0.11113
152 | 0.19591 | 0.077333 | 0.00010769 | 0.47505 | 0.11113
153 | 0.1972 | 0.077333 | 0.00010769 | 0.47505 | 0.11113
154 | 0.19849 | 0.077333 | 0.00010769 | 0.47505 | 0.11113
155 | 0.19978 | 0.077333 | 0.00010769 | 0.47505 | 0.11113
156 | 0.20107 | 0.077333 | 0.00010769 | 0.47505 | 0.11113
157 | 0.20236 | 0.077333 | 0.00010769 | 0.47505 | 0.11113
158 | 0.20364 | 0.077333 | 0.00010769 | 0.47505 | 0.11113
159 | 0.20493 | 0.077333 | 0.00010769 | 0.47505 | 0.11113
160 | 0.20622 | 0.077333 | 0.00010769 | 0.47505 | 0.11113
161 | 0.20751 | 0.077333 | 0.00010769 | 0.47505 | 0.11113
162 | 0.2088 | 0.077333 | 0.00010769 | 0.47505 | 0.11113
163 | 0.21009 | 0.077333 | 0.00010769 | 0.47505 | 0.11113
164 | 0.21138 | 0.077333 | 0.00010769 | 0.47505 | 0.11113
165 | 0.21267 | 0.077333 | 0.00010769 | 0.47505 | 0.11113
166 | 0.21396 | 0.077333 | 0.00010769 | 0.47505 | 0.11113
167 | 0.21524 | 0.077333 | 0.00010769 | 0.47505 | 0.11113
168 | 0.21653 | 0.077333 | 0.00010769 | 0.47505 | 0.11113
169 | 0.21782 | 0.077333 | 0.00010769 | 0.47505 | 0.11113
170 | 0.21911 | 0.077333 | 0.00010769 | 0.47505 | 0.11113
171 | 0.2204 | 0.077333 | 0.00010769 | 0.47505 | 0.11113
172 | 0.22169 | 0.077333 | 0.00010769 | 0.47505 | 0.11113
173 | 0.22298 | 0.077333 | 0.00010769 | 0.47505 | 0.11113
174 | 0.22427 | 0.077333 | 0.00010769 | 0.47505 | 0.11113
175 | 0.22556 | 0.077333 | 0.00010769 | 0.47505 | 0.11113
176 | 0.22684 | 0.077333 | 0.00010769 | 0.47505 | 0.11113
177 | 0.22813 | 0.077333 | 0.00010769 | 0.47505 | 0.11113
178 | 0.22942 | 0.077333 | 0.00010769 | 0.47505 | 0.11113
179 | 0.23071 | 0.077333 | 0.00010769 | 0.47505 | 0.11113
180 | 0.232 | 0.077333 | 0.00010769 | 0.47505 | 0.11113
181 | 0.23329 | 0.077333 | 0.00010769 | 0.47505 | 0.11113
182 | 0.23458 | 0.077333 | 0.00010769 | 0.47505 | 0.11113
183 | 0.23587 | 0.077333 | 0.00010769 | 0.47505 | 0.11113
184 | 0.23716 | 0.077333 | 0.00010769 | 0.47505 | 0.11113
185 | 0.23844 | 0.077333 | 0.00010769 | 0.47505 | 0.11113
186 | 0.23973 | 0.077333 | 0.00010769 | 0.47505 | 0.11113
187 | 0.24102 | 0.077333 | 0.00010769 | 0.47505 | 0.11113
188 | 0.24231 | 0.077333 | 0.00010769 | 0.47505 | 0.11113
189 | 0.2436 | 0.077333 | 0.00010769 | 0.47505 | 0.11113
190 | 0.24489 | 0.077333 | 0.00010769 | 0.47505 | 0.11113
191 | 0.24618 | 0.077333 | 0.00010769 | 0.47505 | 0.11113
192 | 0.24747 | 0.077333 | 0.00010769 | 0.47505 | 0.11113
193 | 0.24876 | 0.077333 | 0.00010769 | 0.47505 | 0.11113
194 | 0.25004 | 0.077333 | 0.00010769 | 0.47505 | 0.11113
195 | 0.25133 | 0.077333 | 0.00010769 | 0.47505 | 0.11113
196 | 0.25262 | 0.077333 | 0.00010769 | 0.47505 | 0.11113
197 | 0.25391 | 0.077333 | 0.00010769 | 0.47505 | 0.11113
198 | 0.2552 | 0.077333 | 0.00010769 | 0.47505 | 0.11113
199 | 0.25649 | 0.077333 | 0.00010769 | 0.47505 | 0.11113
200 | 0.25778 | 0.077333 | 0.00010769 | 0.47505 | 0.11113
201 | 0.25907 | 0.077333 | 0.00010769 | 0.47505 | 0.11113
202 | 0.26036 | 0.077333 | 0.00010769 | 0.47505 | 0.11113
203 | 0.26164 | 0.077333 | 0.00010769 | 0.47505 | 0.11113
204 | 0.26293 | 0.077333 | 0.00010769 | 0.47505 | 0.11113
205 | 0.26422 | 0.077333 | 0.00010769 | 0.47505 | 0.11113
206 | 0.26551 | 0.077333 | 0.00010769 | 0.47505 | 0.11113
207 | 0.2668 | 0.077333 | 0.00010769 | 0.47505 | 0.11113
208 | 0.26809 | 0.077333 | 0.00010769 | 0.47505 | 0.11113
209 | 0.26938 | 0.077333 | 0.00010769 | 0.47505 | 0.11113
210 | 0.27067 | 0.077333 | 0.00010769 | 0.47505 | 0.11113
211 | 0.27196 | 0.077333 | 0.00010769 | 0.47505 | 0.11113
212 | 0.27324 | 0.077333 | 0.00010769 | 0.47505 | 0.11113
213 | 0.27453 | 0.077333 | 0.00010769 | 0.47505 | 0.11113
214 | 0.27582 | 0.077333 | 0.00010769 | 0.47505 | 0.11113
215 | 0.27711 | 0.077333 | 0.00010769 | 0.47505 | 0.11113
216 | 0.2784 | 0.077333 | 0.00010769 | 0.47505 | 0.11113
217 | 0.27969 | 0.077333 | 0.00010769 | 0.47505 | 0.11113
218 | 0.28098 | 0.077333 | 0.00010769 | 0.47505 | 0.11113
219 | 0.28227 | 0.077333 | 0.00010769 | 0.47505 | 0.11113
220 | 0.28356 | 0.077333 | 0.00010769 | 0.47505 | 0.11113
221 | 0.28484 | 0.077333 | 0.00010769 | 0.47505 | 0.11113
222 | 0.28613 | 0.077333 | 0.00010769 | 0.47505 | 0.11113
223 | 0.28742 | 0.077333 | 0.00010769 | 0.47505 | 0.11113
224 | 0.28871 | 0.077333 | 0.00010769 | 0.47505 | 0.11113
225 | 0.29 | 0.077333 | 0.00010769 | 0.47505 | 0.11113
226 | 0.29129 | 0.077333 | 0.00010769 | 0.47505 | 0.11113
227 | 0.29258 | 0.077333 | 0.00010769 | 0.47505 | 0.11113
228 | 0.29387 | 0.077333 | 0.00010769 | 0.47505 | 0.11113
229 | 0.29516 | 0.077333 | 0.00010769 | 0.47505 | 0.11113
230 | 0.29644 | 0.077333 | 0.00010769 | 0.47505 | 0.11113
231 | 0.29773 | 0.077333 | 0.00010769 | 0.47505 | 0.11113
232 | 0.29902 | 0.077333 | 0.00010769 | 0.47505 | 0.11113
233 | 0.30031 | 0.077333 | 0.00010769 | 0.47505 | 0.11113
234 | 0.3016 | 0.077333 | 0.00010769 | 0.47505 | 0.11113
235 | 0.30289 | 0.077333 | 0.00010769 | 0.47505 | 0.11113
236 | 0.30418 | 0.077333 | 0.00010769 | 0.47505 | 0.11113
237 | 0.30547 | 0.077333 | 0.00010769 | 0.47505 | 0.11113
238 | 0.30676 | 0.077333 | 0.00010769 | 0.47505 | 0.11113
239 | 0.30804 | 0.077333 | 0.00010769 | 0.47505 | 0.11113
240 | 0.30933 | 0.077333 | 0.00010769 | 0.47505 | 0.11113
241 | 0.31062 | 0.077333 | 0.00010769 | 0.47505 | 0.11113
242 | 0.31191 | 0.077333 | 0.00010769 | 0.47505 | 0.11113
243 | 0.3132 | 0.077333 | 0.00010769 | 0.47505 | 0.11113
244 | 0.31449 | 0.077333 | 0.00010769 | 0.47505 | 0.11113
245 | 0.31578 | 0.077333 | 0.00010769 | 0.47505 | 0.11113
246 | 0.31707 | 0.077333 | 0.00010769 | 0.47505 | 0.11113
247 | 0.31836 | 0.077333 | 0.00010769 | 0.47505 | 0.11113
248 | 0.31964 | 0.077333 | 0.00010769 | 0.47505 | 0.11113
249 | 0.32093 | 0.077333 | 0.00010769 | 0.47505 | 0.11113
250 | 0.32222 | 0.077333 | 0.00010769 | 0.47505 | 0.11113
251 | 0.32351 | 0.077333 | 0.00010769 | 0.47505 | 0.11113
252 | 0.3248 | 0.077333 | 0.00010769 | 0.47505 | 0.11113
253 | 0.32609 | 0.077333 | 0.00010769 | 0.47505 | 0.11113
254 | 0.32738 | 0.077333 | 0.00010769 | 0.47505 | 0.11113
255 | 0.32867 | 0.077333 | 0.00010769 | 0.47505 | 0.11113
256 | 0.32996 | 0.077333 | 0.00010769 | 0.47505 | 0.11113
257 | 0.33124 | 0.077333 | 0.00010769 | 0.47505 | 0.11113
258 | 0.33253 | 0.077333 | 0.00010769 | 0.47505 | 0.11113
259 | 0.33382 | 0.077333 | 0.00010769 | 0.47505 | 0.11113
260 | 0.33511 | 0.077333 | 0.00010769 | 0.47505 | 0.11113
261 | 0.3364 | 0.077333 | 0.00010769 | 0.47505 | 0.11113
262 | 0.33769 | 0.077333 | 0.00010769 | 0.47505 | 0.11113
263 | 0.33898 | 0.077333 | 0.00010769 | 0.47505 | 0.11113
264 | 0.34027 | 0.077333 | 0.00010769 | 0.47505 | 0.11113
265 | 0.34156 | 0.077333 | 0.00010769 | 0.47505 | 0.11113
266 | 0.34284 | 0.077333 | 0.00010769 | 0.47505 | 0.11113
267 | 0.34413 | 0.077333 | 0.00010769 | 0.47505 | 0.11113
268 | 0.34542 | 0.077333 | 0.00010769 | 0.47505 | 0.11113
269 | 0.34671 | 0.077333 | 0.00010769 | 0.47505 | 0.11113
270 | 0.348 | 0.077333 | 0.00010769 | 0.47505 | 0.11113
271 | 0.34929 | 0.077333 | 0.00010769 | 0.47505 | 0.11113
272 | 0.35058 | 0.077333 | 0.00010769 | 0.47505 | 0.11113
273 | 0.35187 | 0.077333 | 0.00010769 | 0.47505 | 0.11113
274 | 0.35316 | 0.077333 | 0.00010769 | 0.47505 | 0.11113
275 | 0.35444 | 0.077333 | 0.00010769 | 0.47505 | 0.11113
276 | 0.35573 | 0.077333 | 0.00010769 | 0.47505 | 0.11113
277 | 0.35702 | 0.077333 | 0.00010769 | 0.47505 | 0.11113
278 | 0.35831 | 0.077333 | 0.00010769 | 0.47505 | 0.11113
279 | 0.3596 | 0.077333 | 0.00010769 | 0.47505 | 0.11113
280 | 0.36089 | 0.077333 | 0.00010769 | 0.47505 | 0.11113
281 | 0.36218 | 0.077333 | 0.00010769 | 0.47505 | 0.11113
282 | 0.36347 | 0.077333 | 0.00010769 | 0.47505 | 0.11113
283 | 0.36476 | 0.077333 | 0.00010769 | 0.47505 | 0.11113
284 | 0.36604 | 0.077333 | 0.00010769 | 0.47505 | 0.11113
285 | 0.36733 | 0.077333 | 0.00010769 | 0.47505 | 0.11113
286 | 0.36862 | 0.077333 | 0.00010769 | 0.47505 | 0.11113
287 | 0.36991 | 0.077333 | 0.00010769 | 0.47505 | 0.11113
288 | 0.3712 | 0.077333 | 0.00010769 | 0.47505 | 0.11113
289 | 0.37249 | 0.077333 | 0.00010769 | 0.47505 | 0.11113
290 | 0.37378 | 0.077333 | 0.00010769 | 0.47505 | 0.11113
291 | 0.37507 | 0.077333 | 0.00010769 | 0.47505 | 0.11113
292 | 0.37636 | 0.077333 | 0.00010769 | 0.47505 | 0.11113
293 | 0.37764 | 0.077333 | 0.00010769 | 0.47505 | 0.11113
294 | 0.37893 | 0.077333 | 0.00010769 | 0.47505 | 0.11113
295 | 0.38022 | 0.077333 | 0.00010769 | 0.47505 | 0.11113
296 | 0.38151 | 0.077333 | 0.00010769 | 0.47505 | 0.11113
297 | 0.3828 | 0.077333 | 0.00010769 | 0.47505 | 0.11113
298 | 0.38409 | 0.077333 | 0.00010769 | 0.47505 | 0.11113
299 | 0.38538 | 0.077333 | 0.00010769 | 0.47505 | 0.11113
300 | 0.38667 | 0.077333 | 0.00010769 | 0.47505 | 0.11113
301 | 0.38796 | 0.077333 | 0.00010769 | 0.47505 | 0.11113
302 | 0.38924 | 0.077333 | 0.00010769 | 0.47505 | 0.11113
303 | 0.39053 | 0.077333 | 0.00010769 | 0.47505 | 0.11113
304 | 0.39182 | 0.077333 | 0.00010769 | 0.47505 | 0.11113
305 | 0.39311 | 0.077333 | 0.00010769 | 0.47505 | 0.11113
306 | 0.3944 | 0.077333 | 0.00010769 | 0.47505 | 0.11113
307 | 0.39569 | 0.077333 | 0.00010769 | 0.47505 | 0.11113
308 | 0.39698 | 0.077333 | 0.00010769 | 0.47505 | 0.11113
309 | 0.39827 | 0.077333 | 0.00010769 | 0.47505 | 0.11113
310 | 0.39956 | 0.077333 | 0.00010769 | 0.47505 | 0.11113
311 | 0.40084 | 0.077333 | 0.00010769 | 0.47505 | 0.11113
312 | 0.40213 | 0.077333 | 0.00010769 | 0.47505 | 0.11113
313 | 0.40342 | 0.077333 | 0.00010769 | 0.47505 | 0.11113
314 | 0.40471 | 0.077333 | 0.00010769 | 0.47505 | 0.11113
315 | 0.406 | 0.077333 | 0.00010769 | 0.47505 | 0.11113
316 | 0.40729 | 0.077333 | 0.00010769 | 0.47505 | 0.11113
317 | 0.40858 | 0.077333 | 0.00010769 | 0.47505 | 0.11113
318 | 0.40987 | 0.077333 | 0.00010769 | 0.47505 | 0.11113
319 | 0.41116 | 0.077333 | 0.00010769 | 0.47505 | 0.11113
320 | 0.41244 | 0.077333 | 0.00010769 | 0.47505 | 0.11113
321 | 0.41373 | 0.077333 | 0.00010769 | 0.47505 | 0.11113
322 | 0.41502 | 0.077333 | 0.00010769 | 0.47505 | 0.11113
323 | 0.41631 | 0.077333 | 0.00010769 | 0.47505 | 0.11113
324 | 0.4176 | 0.077333 | 0.00010769 | 0.47505 | 0.11113
325 | 0.41889 | 0.077333 | 0.00010769 | 0.47505 | 0.11113
326 | 0.42018 | 0.077333 | 0.00010769 | 0.47505 | 0.11113
327 | 0.42147 | 0.077333 | 0.00010769 | 0.47505 | 0.11113
328 | 0.42276 | 0.077333 | 0.00010769 | 0.47505 | 0.11113
329 | 0.42404 | 0.077333 | 0.00010769 | 0.47505 | 0.11113
330 | 0.42533 | 0.077333 | 0.00010769 | 0.47505 | 0.11113
331 | 0.42662 | 0.077333 | 0.00010769 | 0.47505 | 0.11113
332 | 0.42791 | 0.077333 | 0.00010769 | 0.47505 | 0.11113
333 | 0.4292 | 0.077333 | 0.00010769 | 0.47505 | 0.11113
334 | 0.43049 | 0.077333 | 0.00010769 | 0.47505 | 0.11113
335 | 0.43178 | 0.077333 | 0.00010769 | 0.47505 | 0.11113
336 | 0.43307 | 0.077333 | 0.00010769 | 0.47505 | 0.11113
337 | 0.43436 | 0.077333 | 0.00010769 | 0.47505 | 0.11113
338 | 0.43564 | 0.077333 | 0.00010769 | 0.47505 | 0.11113
339 | 0.43693 | 0.077333 | 0.00010769 | 0.47505 | 0.11113
340 | 0.43822 | 0.077333 | 0.00010769 | 0.47505 | 0.11113
341 | 0.43951 | 0.077333 | 0.00010769 | 0.47505 | 0.11113
342 | 0.4408 | 0.077333 | 0.00010769 | 0.47505 | 0.11113
343 | 0.44209 | 0.077333 | 0.00010769 | 0.47505 | 0.11113
344 | 0.44338 | 0.077333 | 0.00010769 | 0.47505 | 0.11113
345 | 0.44467 | 0.077333 | 0.00010769 | 0.47505 | 0.11113
346 | 0.44596 | 0.077333 | 0.00010769 | 0.47505 | 0.11113
347 | 0.44724 | 0.077333 | 0.00010769 | 0.47505 | 0.11113
348 | 0.44853 | 0.077333 | 0.00010769 | 0.47505 | 0.11113
349 | 0.44982 | 0.077333 | 0.00010769 | 0.47505 | 0.11113
350 | 0.45111 | 0.077333 | 0.00010769 | 0.47505 | 0.11113
351 | 0.4524 | 0.077333 | 0.00010769 | 0.47505 | 0.11113
352 | 0.45369 | 0.077333 | 0.00010769 | 0.47505 | 0.11113
353 | 0.45498 | 0.077333 | 0.00010769 | 0.47505 | 0.11113
354 | 0.45627 | 0.077333 | 0.00010769 | 0.47505 | 0.11113
355 | 0.45756 | 0.077333 | 0.00010769 | 0.47505 | 0.11113
356 | 0.45884 | 0.077333 | 0.00010769 | 0.47505 | 0.11113
357 | 0.46013 | 0.077333 | 0.00010769 | 0.47505 | 0.11113
358 | 0.46142 | 0.077333 | 0.00010769 | 0.47505 | 0.11113
359 | 0.46271 | 0.077333 | 0.00010769 | 0.47505 | 0.11113
360 | 0.464 | 0.077333 | 0.00010769 | 0.47505 | 0.11113
361 | 0.46529 | 0.077333 | 0.00010769 | 0.47505 | 0.11113
362 | 0.46658 | 0.077333 | 0.00010769 | 0.47505 | 0.11113
363 | 0.46787 | 0.077333 | 0.00010769 | 0.47505 | 0.11113
364 | 0.46916 | 0.077333 | 0.00010769 | 0.47505 | 0.11113
365 | 0.47044 | 0.077333 | 0.00010769 | 0.47505 | 0.11113
366 | 0.47173 | 0.077333 | 0.00010769 | 0.47505 | 0.11113
367 | 0.47302 | 0.077333 | 0.00010769 | 0.47505 | 0.11113
368 | 0.47431 | 0.077333 | 0.00010769 | 0.47505 | 0.11113
369 | 0.4756 | 0.077333 | 0.00010769 | 0.47505 | 0.11113
370 | 0.47689 | 0.077333 | 0.00010769 | 0.47505 | 0.11113
371 | 0.47818 | 0.077333 | 0.00010769 | 0.47505 | 0.11113
372 | 0.47947 | 0.077333 | 0.00010769 | 0.47505 | 0.11113
373 | 0.48076 | 0.077333 | 0.00010769 | 0.47505 | 0.11113
374 | 0.48204 | 0.077333 | 0.00010769 | 0.47505 | 0.11113
375 | 0.48333 | 0.077333 | 0.00010769 | 0.47505 | 0.11113
376 | 0.48462 | 0.077333 | 0.00010769 | 0.47505 | 0.11113
377 | 0.48591 | 0.077333 | 0.00010769 | 0.47505 | 0.11113
378 | 0.4872 | 0.077333 | 0.00010769 | 0.47505 | 0.11113
379 | 0.48849 | 0.077333 | 0.00010769 | 0.47505 | 0.11113
380 | 0.48978 | 0.077333 | 0.00010769 | 0.47505 | 0.11113
381 | 0.49107 | 0.077333 | 0.00010769 | 0.47505 | 0.11113
382 | 0.49236 | 0.077333 | 0.00010769 | 0.47505 | 0.11113
383 | 0.49364 | 0.077333 | 0.00010769 | 0.47505 | 0.11113
384 | 0.49493 | 0.077333 | 0.00010769 | 0.47505 | 0.11113
385 | 0.49622 | 0.077333 | 0.00010769 | 0.47505 | 0.11113
386 | 0.49751 | 0.077333 | 0.00010769 | 0.47505 | 0.11113
387 | 0.4988 | 0.077333 | 0.00010769 | 0.47505 | 0.11113
388 | 0.50009 | 0.077333 | 0.00010769 | 0.47505 | 0.11113
389 | 0.50138 | 0.077333 | 0.00010769 | 0.47505 | 0.11113
390 | 0.50267 | 0.077333 | 0.00010769 | 0.47505 | 0.11113
391 | 0.50396 | 0.077333 | 0.00010769 | 0.47505 | 0.11113
392 | 0.50524 | 0.077333 | 0.00010769 | 0.47505 | 0.11113
393 | 0.50653 | 0.077333 | 0.00010769 | 0.47505 | 0.11113
394 | 0.50782 | 0.077333 | 0.00010769 | 0.47505 | 0.11113
395 | 0.50911 | 0.077333 | 0.00010769 | 0.47505 | 0.11113
396 | 0.5104 | 0.077333 | 0.00010769 | 0.47505 | 0.11113
397 | 0.51169 | 0.077333 | 0.00010769 | 0.47505 | 0.11113
398 | 0.51298 | 0.077333 | 0.00010769 | 0.47505 | 0.11113
399 | 0.51427 | 0.077333 | 0.00010769 | 0.47505 | 0.11113
400 | 0.51556 | 0.077333 | 0.00010769 | 0.47505 | 0.11113
401 | 0.51684 | 0.077333 | 0.00010769 | 0.47505 | 0.11113
402 | 0.51813 | 0.077333 | 0.00010769 | 0.47505 | 0.11113
403 | 0.51942 | 0.077333 | 0.00010769 | 0.47505 | 0.11113
404 | 0.52071 | 0.077333 | 0.00010769 | 0.47505 | 0.11113
405 | 0.522 | 0.077333 | 0.00010769 | 0.47505 | 0.11113
406 | 0.52329 | 0.077333 | 0.00010769 | 0.47505 | 0.11113
407 | 0.52458 | 0.077333 | 0.00010769 | 0.47505 | 0.11113
408 | 0.52587 | 0.077333 | 0.00010769 | 0.47505 | 0.11113
409 | 0.52716 | 0.077333 | 0.00010769 | 0.47505 | 0.11113
410 | 0.52844 | 0.077333 | 0.00010769 | 0.47505 | 0.11113
411 | 0.52973 | 0.077333 | 0.00010769 | 0.47505 | 0.11113
412 | 0.53102 | 0.077333 | 0.00010769 | 0.47505 | 0.11113
413 | 0.53231 | 0.077333 | 0.00010769 | 0.47505 | 0.11113
414 | 0.5336 | 0.077333 | 0.00010769 | 0.47505 | 0.11113
415 | 0.53489 | 0.077333 | 0.00010769 | 0.47505 | 0.11113
416 | 0.53618 | 0.077333 | 0.00010769 | 0.47505 | 0.11113
417 | 0.53747 | 0.077333 | 0.00010769 | 0.47505 | 0.11113
418 | 0.53876 | 0.077333 | 0.00010769 | 0.47505 | 0.11113
419 | 0.54004 | 0.077333 | 0.00010769 | 0.47505 | 0.11113
420 | 0.54133 | 0.077333 | 0.00010769 | 0.47505 | 0.11113
421 | 0.54262 | 0.077333 | 0.00010769 | 0.47505 | 0.11113
422 | 0.54391 | 0.077333 | 0.00010769 | 0.47505 | 0.11113
423 | 0.5452 | 0.077333 | 0.00010769 | 0.47505 | 0.11113
424 | 0.54649 | 0.077333 | 0.00010769 | 0.47505 | 0.11113
425 | 0.54778 | 0.077333 | 0.00010769 | 0.47505 | 0.11113
426 | 0.54907 | 0.077333 | 0.00010769 | 0.47505 | 0.11113
427 | 0.55036 | 0.077333 | 0.00010769 | 0.47505 | 0.11113
428 | 0.55164 | 0.077333 | 0.00010769 | 0.47505 | 0.11113
429 | 0.55293 | 0.077333 | 0.00010769 | 0.47505 | 0.11113
430 | 0.55422 | 0.077333 | 0.00010769 | 0.47505 | 0.11113
431 | 0.55551 | 0.077333 | 0.00010769 | 0.47505 | 0.11113
432 | 0.5568 | 0.077333 | 0.00010769 | 0.47505 | 0.11113
433 | 0.55809 | 0.077333 | 0.00010769 | 0.47505 | 0.11113
434 | 0.55938 | 0.077333 | 0.00010769 | 0.47505 | 0.11113
435 | 0.56067 | 0.077333 | 0.00010769 | 0.47505 | 0.11113
436 | 0.56196 | 0.077333 | 0.00010769 | 0.47505 | 0.11113
437 | 0.56324 | 0.077333 | 0.00010769 | 0.47505 | 0.11113
438 | 0.56453 | 0.077333 | 0.00010769 | 0.47505 | 0.11113
439 | 0.56582 | 0.077333 | 0.00010769 | 0.47505 | 0.11113
440 | 0.56711 | 0.077333 | 0.00010769 | 0.47505 | 0.11113
441 | 0.5684 | 0.077333 | 0.00010769 | 0.47505 | 0.11113
442 | 0.56969 | 0.077333 | 0.00010769 | 0.47505 | 0.11113
443 | 0.57098 | 0.077333 | 0.00010769 | 0.47505 | 0.11113
444 | 0.57227 | 0.077333 | 0.00010769 | 0.47505 | 0.11113
445 | 0.57356 | 0.077333 | 0.00010769 | 0.47505 | 0.11113
446 | 0.57484 | 0.077333 | 0.00010769 | 0.47505 | 0.11113
447 | 0.57613 | 0.077333 | 0.00010769 | 0.47505 | 0.11113
448 | 0.57742 | 0.077333 | 0.00010769 | 0.47505 | 0.11113
449 | 0.57871 | 0.077333 | 0.00010769 | 0.47505 | 0.11113
450 | 0.58 | 0.077333 | 0.00010769 | 0.47505 | 0.11113
451 | 0.58129 | 0.077333 | 0.00010769 | 0.47505 | 0.11113
452 | 0.58258 | 0.077333 | 0.00010769 | 0.47505 | 0.11113
453 | 0.58387 | 0.077333 | 0.00010769 | 0.47505 | 0.11113
454 | 0.58516 | 0.077333 | 0.00010769 | 0.47505 | 0.11113
455 | 0.58644 | 0.077333 | 0.00010769 | 0.47505 | 0.11113
456 | 0.58773 | 0.077333 | 0.00010769 | 0.47505 | 0.11113
457 | 0.58902 | 0.077333 | 0.00010769 | 0.47505 | 0.11113
458 | 0.59031 | 0.077333 | 0.00010769 | 0.47505 | 0.11113
459 | 0.5916 | 0.077333 | 0.00010769 | 0.47505 | 0.11113
460 | 0.59289 | 0.077333 | 0.00010769 | 0.47505 | 0.11113
461 | 0.59418 | 0.077333 | 0.00010769 | 0.47505 | 0.11113
462 | 0.59547 | 0.077333 | 0.00010769 | 0.47505 | 0.11113
463 | 0.59676 | 0.077333 | 0.00010769 | 0.47505 | 0.11113
464 | 0.59804 | 0.077333 | 0.00010769 | 0.47505 | 0.11113
465 | 0.59933 | 0.077333 | 0.00010769 | 0.47505 | 0.11113
466 | 0.60062 | 0.077333 | 0.00010769 | 0.47505 | 0.11113
467 | 0.60191 | 0.077333 | 0.00010769 | 0.47505 | 0.11113
468 | 0.6032 | 0.077333 | 0.00010769 | 0.47505 | 0.11113
469 | 0.60449 | 0.077333 | 0.00010769 | 0.47505 | 0.11113
470 | 0.60578 | 0.077333 | 0.00010769 | 0.47505 | 0.11113
471 | 0.60707 | 0.077333 | 0.00010769 | 0.47505 | 0.11113
472 | 0.60836 | 0.077333 | 0.00010769 | 0.47505 | 0.11113
473 | 0.60964 | 0.077333 | 0.00010769 | 0.47505 | 0.11113
474 | 0.61093 | 0.077333 | 0.00010769 | 0.47505 | 0.11113
475 | 0.61222 | 0.077333 | 0.00010769 | 0.47505 | 0.11113
476 | 0.61351 | 0.077333 | 0.00010769 | 0.47505 | 0.11113
477 | 0.6148 | 0.077333 | 0.00010769 | 0.47505 | 0.11113
478 | 0.61609 | 0.077333 | 0.00010769 | 0.47505 | 0.11113
479 | 0.61738 | 0.077333 | 0.00010769 | 0.47505 | 0.11113
480 | 0.61867 | 0.077333 | 0.00010769 | 0.47505 | 0.11113
481 | 0.61996 | 0.077333 | 0.00010769 | 0.47505 | 0.11113
482 | 0.62124 | 0.077333 | 0.00010769 | 0.47505 | 0.11113
483 | 0.62253 | 0.077333 | 0.00010769 | 0.47505 | 0.11113
484 | 0.62382 | 0.077333 | 0.00010769 | 0.47505 | 0.11113
485 | 0.62511 | 0.077333 | 0.00010769 | 0.47505 | 0.11113
486 | 0.6264 | 0.077333 | 0.00010769 | 0.47505 | 0.11113
487 | 0.62769 | 0.077333 | 0.00010769 | 0.47505 | 0.11113
488 | 0.62898 | 0.077333 | 0.00010769 | 0.47505 | 0.11113
489 | 0.63027 | 0.077333 | 0.00010769 | 0.47505 | 0.11113
490 | 0.63156 | 0.077333 | 0.00010769 | 0.47505 | 0.11113
491 | 0.63284 | 0.077333 | 0.00010769 | 0.47505 | 0.11113
492 | 0.63413 | 0.077333 | 0.00010769 | 0.47505 | 0.11113
493 | 0.63542 | 0.077333 | 0.00010769 | 0.47505 | 0.11113
494 | 0.63671 | 0.077333 | 0.00010769 | 0.47505 | 0.11113
495 | 0.638 | 0.077333 | 0.00010769 | 0.47505 | 0.11113
496 | 0.63929 | 0.077333 | 0.00010769 | 0.47505 | 0.11113
497 | 0.64058 | 0.077333 | 0.00010769 | 0.47505 | 0.11113
498 | 0.64187 | 0.077333 | 0.00010769 | 0.47505 | 0.11113
499 | 0.64316 | 0.077333 | 0.00010769 | 0.47505 | 0.11113
500 | 0.64444 | 0.077333 | 0.00010769 | 0.47505 | 0.11113
501 | 0.64594 | 0.07838 | 0.00010769 | 0.47505 | 0.11263
502 | 0.64744 | 0.079427 | 0.00010769 | 0.47505 | 0.11414
503 | 0.64894 | 0.080473 | 0.00012308 | 0.47506 | 0.11564
504 | 0.65044 | 0.08152 | 0.00012308 | 0.47506 | 0.11715
505 | 0.65194 | 0.082567 | 0.00012308 | 0.47506 | 0.11865
506 | 0.65343 | 0.083613 | 0.00012308 | 0.47506 | 0.12015
507 | 0.65493 | 0.08466 | 0.00012308 | 0.47506 | 0.12166
508 | 0.65643 | 0.085707 | 0.00012308 | 0.47506 | 0.12316
509 | 0.65793 | 0.086753 | 0.00012308 | 0.47506 | 0.12467
510 | 0.65943 | 0.0878 | 0.00012308 | 0.47506 | 0.12617
511 | 0.66093 | 0.088847 | 0.00012308 | 0.47506 | 0.12767
512 | 0.66242 | 0.089893 | 0.00012308 | 0.47506 | 0.12918
513 | 0.66392 | 0.089893 | 0.00012308 | 0.47506 | 0.12918
514 | 0.66542 | 0.089893 | 0.00012308 | 0.47506 | 0.12918
515 | 0.66692 | 0.089893 | 0.00012308 | 0.47506 | 0.12918
516 | 0.66842 | 0.089893 | 0.00012308 | 0.47506 | 0.12918
517 | 0.66991 | 0.089893 | 0.00012308 | 0.47506 | 0.12918
518 | 0.67141 | 0.089893 | 0.00012308 | 0.47506 | 0.12918
519 | 0.67291 | 0.089893 | 0.00012308 | 0.47506 | 0.12918
520 | 0.67441 | 0.089893 | 0.00012308 | 0.47506 | 0.12918
521 | 0.67591 | 0.089893 | 0.00012308 | 0.47506 | 0.12918
522 | 0.67741 | 0.089893 | 0.00012308 | 0.47506 | 0.12918
523 | 0.6789 | 0.089893 | 0.00012308 | 0.47506 | 0.12918
524 | 0.6804 | 0.089893 | 0.00012308 | 0.47506 | 0.12918
525 | 0.6819 | 0.089893 | 0.00012308 | 0.47506 | 0.12918
526 | 0.6834 | 0.089893 | 0.00012308 | 0.47506 | 0.12918
527 | 0.6849 | 0.089893 | 0.00012308 | 0.47506 | 0.12918
528 | 0.68639 | 0.089893 | 0.00012308 | 0.47506 | 0.12918
529 | 0.68789 | 0.089893 | 0.00012308 | 0.47506 | 0.12918
530 | 0.68939 | 0.089893 | 0.00012308 | 0.47506 | 0.12918
531 | 0.69089 | 0.089893 | 0.00012308 | 0.47506 | 0.12918
532 | 0.69239 | 0.089893 | 0.00012308 | 0.47506 | 0.12918
533 | 0.69389 | 0.089893 | 0.00012308 | 0.47506 | 0.12918
534 | 0.69538 | 0.089893 | 0.00012308 | 0.47506 | 0.12918
535 | 0.69688 | 0.089893 | 0.00012308 | 0.47506 | 0.12918
536 | 0.69838 | 0.089893 | 0.00012308 | 0.47506 | 0.12918
537 | 0.69988 | 0.089893 | 0.00012308 | 0.47506 | 0.12918
538 | 0.70138 | 0.089893 | 0.00012308 | 0.47506 | 0.12918
539 | 0.70288 | 0.089893 | 0.00012308 | 0.47506 | 0.12918
540 | 0.70437 | 0.089893 | 0.00012308 | 0.47506 | 0.12918
541 | 0.70587 | 0.089893 | 0.00012308 | 0.47506 | 0.12918
542 | 0.70737 | 0.089893 | 0.00012308 | 0.47506 | 0.12918
543 | 0.70887 | 0.089893 | 0.00012308 | 0.47506 | 0.12918
544 | 0.71037 | 0.089893 | 0.00012308 | 0.47506 | 0.12918
545 | 0.71186 | 0.089893 | 0.00012308 | 0.47506 | 0.12918
546 | 0.71336 | 0.089893 | 0.00012308 | 0.47506 | 0.12918
547 | 0.71486 | 0.089893 | 0.00012308 | 0.47506 | 0.12918
548 | 0.71636 | 0.089893 | 0.00012308 | 0.47506 | 0.12918
549 | 0.71786 | 0.089893 | 0.00012308 | 0.47506 | 0.12918
550 | 0.71936 | 0.089893 | 0.00012308 | 0.47506 | 0.12918
551 | 0.72085 | 0.089893 | 0.00012308 | 0.47506 | 0.12918
552 | 0.72235 | 0.089893 | 0.00012308 | 0.47506 | 0.12918
553 | 0.72385 | 0.089893 | 0.00012308 | 0.47506 | 0.12918
554 | 0.72535 | 0.089893 | 0.00012308 | 0.47506 | 0.12918
555 | 0.72685 | 0.089893 | 0.00012308 | 0.47506 | 0.12918
556 | 0.72835 | 0.089893 | 0.00012308 | 0.47506 | 0.12918
557 | 0.72984 | 0.089893 | 0.00012308 | 0.47506 | 0.12918
558 | 0.73134 | 0.089893 | 0.00012308 | 0.47506 | 0.12918
559 | 0.73284 | 0.089893 | 0.00012308 | 0.47506 | 0.12918
560 | 0.73434 | 0.089893 | 0.00012308 | 0.47506 | 0.12918
561 | 0.73584 | 0.089893 | 0.00012308 | 0.47506 | 0.12918
562 | 0.73733 | 0.089893 | 0.00012308 | 0.47506 | 0.12918
563 | 0.73883 | 0.089893 | 0.00012308 | 0.47506 | 0.12918
564 | 0.74033 | 0.089893 | 0.00012308 | 0.47506 | 0.12918
565 | 0.74183 | 0.089893 | 0.00012308 | 0.47506 | 0.12918
566 | 0.74333 | 0.089893 | 0.00012308 | 0.47506 | 0.12918
567 | 0.74483 | 0.089893 | 0.00012308 | 0.47506 | 0.12918
568 | 0.74632 | 0.089893 | 0.00012308 | 0.47506 | 0.12918
569 | 0.74782 | 0.089893 | 0.00012308 | 0.47506 | 0.12918
570 | 0.74932 | 0.089893 | 0.00012308 | 0.47506 | 0.12918
571 | 0.75082 | 0.089893 | 0.00012308 | 0.47506 | 0.12918
572 | 0.75232 | 0.089893 | 0.00012308 | 0.47506 | 0.12918
573 | 0.75381 | 0.089893 | 0.00012308 | 0.47506 | 0.12918
574 | 0.75531 | 0.089893 | 0.00012308 | 0.47506 | 0.12918
575 | 0.75681 | 0.089893 | 0.00012308 | 0.47506 | 0.12918
576 | 0.75831 | 0.089893 | 0.00012308 | 0.47506 | 0.12918
577 | 0.75981 | 0.089893 | 0.00012308 | 0.47506 | 0.12918
578 | 0.76131 | 0.089893 | 0.00012308 | 0.47506 | 0.12918
579 | 0.7628 | 0.089893 | 0.00012308 | 0.47506 | 0.12918
580 | 0.7643 | 0.089893 | 0.00012308 | 0.47506 | 0.12918
581 | 0.7658 | 0.089893 | 0.00012308 | 0.47506 | 0.12918
582 | 0.7673 | 0.089893 | 0.00012308 | 0.47506 | 0.12918
583 | 0.7688 | 0.089893 | 0.00012308 | 0.47506 | 0.12918
584 | 0.7703 | 0.089893 | 0.00012308 | 0.47506 | 0.12918
585 | 0.77179 | 0.089893 | 0.00012308 | 0.47506 | 0.12918
586 | 0.77329 | 0.089893 | 0.00012308 | 0.47506 | 0.12918
587 | 0.77479 | 0.089893 | 0.00012308 | 0.47506 | 0.12918
588 | 0.77629 | 0.089893 | 0.00012308 | 0.47506 | 0.12918
589 | 0.77779 | 0.089893 | 0.00012308 | 0.47506 | 0.12918
590 | 0.77928 | 0.089893 | 0.00012308 | 0.47506 | 0.12918
591 | 0.78078 | 0.089893 | 0.00012308 | 0.47506 | 0.12918
592 | 0.78228 | 0.089893 | 0.00012308 | 0.47506 | 0.12918
593 | 0.78378 | 0.089893 | 0.00012308 | 0.47506 | 0.12918
594 | 0.78528 | 0.089893 | 0.00012308 | 0.47506 | 0.12918
595 | 0.78678 | 0.089893 | 0.00012308 | 0.47506 | 0.12918
596 | 0.78827 | 0.089893 | 0.00012308 | 0.47506 | 0.12918
597 | 0.78977 | 0.089893 | 0.00012308 | 0.47506 | 0.12918
598 | 0.79127 | 0.089893 | 0.00012308 | 0.47506 | 0.12918
599 | 0.79277 | 0.089893 | 0.00012308 | 0.47506 | 0.12918
600 | 0.79427 | 0.089893 | 0.00012308 | 0.47506 | 0.12918
601 | 0.79643 | 0.093208 | 0.00013846 | 0.47507 | 0.13394
602 | 0.79859 | 0.096522 | 0.00013846 | 0.47507 | 0.13871
603 | 0.80075 | 0.099837 | 0.00013846 | 0.47507 | 0.14347
604 | 0.80291 | 0.10315 | 0.00015385 | 0.47508 | 0.14823
605 | 0.80507 | 0.10647 | 0.00015385 | 0.47508 | 0.153
606 | 0.80723 | 0.10978 | 0.00015385 | 0.47508 | 0.15776
607 | 0.80939 | 0.11309 | 0.00016923 | 0.47508 | 0.16253
608 | 0.81156 | 0.11641 | 0.00016923 | 0.47508 | 0.16729
609 | 0.81372 | 0.11972 | 0.00016923 | 0.47508 | 0.17205
610 | 0.81588 | 0.12304 | 0.00018462 | 0.47509 | 0.17682
611 | 0.81804 | 0.12635 | 0.00018462 | 0.47509 | 0.18158
612 | 0.8202 | 0.12967 | 0.00018462 | 0.47509 | 0.18634
613 | 0.82236 | 0.12967 | 0.00018462 | 0.47509 | 0.18634
614 | 0.82452 | 0.12967 | 0.00018462 | 0.47509 | 0.18634
615 | 0.82668 | 0.12967 | 0.00018462 | 0.47509 | 0.18634
616 | 0.82884 | 0.12967 | 0.00018462 | 0.47509 | 0.18634
617 | 0.83101 | 0.12967 | 0.00018462 | 0.47509 | 0.18634
618 | 0.83317 | 0.12967 | 0.00018462 | 0.47509 | 0.18634
619 | 0.83533 | 0.12967 | 0.00018462 | 0.47509 | 0.18634
620 | 0.83749 | 0.12967 | 0.00018462 | 0.47509 | 0.18634
621 | 0.83965 | 0.12967 | 0.00018462 | 0.47509 | 0.18634
622 | 0.84181 | 0.12967 | 0.00018462 | 0.47509 | 0.18634
623 | 0.84397 | 0.12967 | 0.00018462 | 0.47509 | 0.18634
624 | 0.84613 | 0.12967 | 0.00018462 | 0.47509 | 0.18634
625 | 0.84829 | 0.12967 | 0.00018462 | 0.47509 | 0.18634
626 | 0.85046 | 0.12967 | 0.00018462 | 0.47509 | 0.18634
627 | 0.85262 | 0.12967 | 0.00018462 | 0.47509 | 0.18634
628 | 0.85478 | 0.12967 | 0.00018462 | 0.47509 | 0.18634
629 | 0.85694 | 0.12967 | 0.00018462 | 0.47509 | 0.18634
630 | 0.8591 | 0.12967 | 0.00018462 | 0.47509 | 0.18634
631 | 0.86126 | 0.12967 | 0.00018462 | 0.47509 | 0.18634
632 | 0.86342 | 0.12967 | 0.00018462 | 0.47509 | 0.18634
633 | 0.86558 | 0.12967 | 0.00018462 | 0.47509 | 0.18634
634 | 0.86774 | 0.12967 | 0.00018462 | 0.47509 | 0.18634
635 | 0.86991 | 0.12967 | 0.00018462 | 0.47509 | 0.18634
636 | 0.87207 | 0.12967 | 0.00018462 | 0.47509 | 0.18634
637 | 0.87423 | 0.12967 | 0.00018462 | 0.47509 | 0.18634
638 | 0.87639 | 0.12967 | 0.00018462 | 0.47509 | 0.18634
639 | 0.87855 | 0.12967 | 0.00018462 | 0.47509 | 0.18634
640 | 0.88071 | 0.12967 | 0.00018462 | 0.47509 | 0.18634
641 | 0.88287 | 0.12967 | 0.00018462 | 0.47509 | 0.18634
642 | 0.88503 | 0.12967 | 0.00018462 | 0.47509 | 0.18634
643 | 0.88719 | 0.12967 | 0.00018462 | 0.47509 | 0.18634
644 | 0.88936 | 0.12967 | 0.00018462 | 0.47509 | 0.18634
645 | 0.89152 | 0.12967 | 0.00018462 | 0.47509 | 0.18634
646 | 0.89368 | 0.12967 | 0.00018462 | 0.47509 | 0.18634
647 | 0.89584 | 0.12967 | 0.00018462 | 0.47509 | 0.18634
648 | 0.898 | 0.12967 | 0.00018462 | 0.47509 | 0.18634
649 | 0.90016 | 0.12967 | 0.00018462 | 0.47509 | 0.18634
650 | 0.90232 | 0.12967 | 0.00018462 | 0.47509 | 0.18634
651 | 0.90448 | 0.12967 | 0.00018462 | 0.47509 | 0.18634
652 | 0.90664 | 0.12967 | 0.00018462 | 0.47509 | 0.18634
653 | 0.90881 | 0.12967 | 0.00018462 | 0.47509 | 0.18634
654 | 0.91097 | 0.12967 | 0.00018462 | 0.47509 | 0.18634
655 | 0.91313 | 0.12967 | 0.00018462 | 0.47509 | 0.18634
656 | 0.91529 | 0.12967 | 0.00018462 | 0.47509 | 0.18634
657 | 0.91745 | 0.12967 | 0.00018462 | 0.47509 | 0.18634
658 | 0.91961 | 0.12967 | 0.00018462 | 0.47509 | 0.18634
659 | 0.92177 | 0.12967 | 0.00018462 | 0.47509 | 0.18634
660 | 0.92393 | 0.12967 | 0.00018462 | 0.47509 | 0.18634
661 | 0.92609 | 0.12967 | 0.00018462 | 0.47509 | 0.18634
662 | 0.92826 | 0.12967 | 0.00018462 | 0.47509 | 0.18634
663 | 0.93042 | 0.12967 | 0.00018462 | 0.47509 | 0.18634
664 | 0.93258 | 0.12967 | 0.00018462 | 0.47509 | 0.18634
665 | 0.93474 | 0.12967 | 0.00018462 | 0.47509 | 0.18634
666 | 0.9369 | 0.12967 | 0.00018462 | 0.47509 | 0.18634
667 | 0.93906 | 0.12967 | 0.00018462 | 0.47509 | 0.18634
668 | 0.94122 | 0.12967 | 0.00018462 | 0.47509 | 0.18634
669 | 0.94338 | 0.12967 | 0.00018462 | 0.47509 | 0.18634
670 | 0.94554 | 0.12967 | 0.00018462 | 0.47509 | 0.18634
671 | 0.94771 | 0.12967 | 0.00018462 | 0.47509 | 0.18634
672 | 0.94987 | 0.12967 | 0.00018462 | 0.47509 | 0.18634
673 | 0.95203 | 0.12967 | 0.00018462 | 0.47509 | 0.18634
674 | 0.95419 | 0.12967 | 0.00018462 | 0.47509 | 0.18634
675 | 0.95635 | 0.12967 | 0.00018462 | 0.47509 | 0.18634
676 | 0.95851 | 0.12967 | 0.00018462 | 0.47509 | 0.18634
677 | 0.96067 | 0.12967 | 0.00018462 | 0.47509 | 0.18634
678 | 0.96283 | 0.12967 | 0.00018462 | 0.47509 | 0.18634
679 | 0.96499 | 0.12967 | 0.00018462 | 0.47509 | 0.18634
680 | 0.96716 | 0.12967 | 0.00018462 | 0.47509 | 0.18634
681 | 0.96932 | 0.12967 | 0.00018462 | 0.47509 | 0.18634
682 | 0.97148 | 0.12967 | 0.00018462 | 0.47509 | 0.18634
683 | 0.97364 | 0.12967 | 0.00018462 | 0.47509 | 0.18634
684 | 0.9758 | 0.12967 | 0.00018462 | 0.47509 | 0.18634
685 | 0.97796 | 0.12967 | 0.00018462 | 0.47509 | 0.18634
686 | 0.98012 | 0.12967 | 0.00018462 | 0.47509 | 0.18634
687 | 0.98228 | 0.12967 | 0.00018462 | 0.47509 | 0.18634
688 | 0.98444 | 0.12967 | 0.00018462 | 0.47509 | 0.18634
689 | 0.98661 | 0.12967 | 0.00018462 | 0.47509 | 0.18634
690 | 0.98877 | 0.12967 | 0.00018462 | 0.47509 | 0.18634
691 | 0.99093 | 0.12967 | 0.00018462 | 0.47509 | 0.18634
692 | 0.99309 | 0.12967 | 0.00018462 | 0.47509 | 0.18634
693 | 0.99525 | 0.12967 | 0.00018462 | 0.47509 | 0.18634
694 | 0.99741 | 0.12967 | 0.00018462 | 0.47509 | 0.18634
695 | 0.99957 | 0.12967 | 0.00018462 | 0.47509 | 0.18634
696 | 1.0017 | 0.12967 | 0.00018462 | 0.47509 | 0.18634
697 | 1.0039 | 0.12967 | 0.00018462 | 0.47509 | 0.18634
698 | 1.0061 | 0.12967 | 0.00018462 | 0.47509 | 0.18634
699 | 1.0082 | 0.12967 | 0.00018462 | 0.47509 | 0.18634
700 | 1.0104 | 0.12967 | 0.00018462 | 0.47509 | 0.18634
701 | 1.0125 | 0.12967 | 0.00018462 | 0.47509 | 0.18634
702 | 1.0147 | 0.12967 | 0.00018462 | 0.47509 | 0.18634
703 | 1.0169 | 0.12967 | 0.00018462 | 0.47509 | 0.18634
704 | 1.019 | 0.12967 | 0.00018462 | 0.47509 | 0.18634
705 | 1.0212 | 0.12967 | 0.00018462 | 0.47509 | 0.18634
706 | 1.0233 | 0.12967 | 0.00018462 | 0.47509 | 0.18634
707 | 1.0255 | 0.12967 | 0.00018462 | 0.47509 | 0.18634
708 | 1.0277 | 0.12967 | 0.00018462 | 0.47509 | 0.18634
709 | 1.0298 | 0.12967 | 0.00018462 | 0.47509 | 0.18634
710 | 1.032 | 0.12967 | 0.00018462 | 0.47509 | 0.18634
711 | 1.0342 | 0.12967 | 0.00018462 | 0.47509 | 0.18634
712 | 1.0363 | 0.12967 | 0.00018462 | 0.47509 | 0.18634
713 | 1.0385 | 0.12967 | 0.00018462 | 0.47509 | 0.18634
714 | 1.0406 | 0.12967 | 0.00018462 | 0.47509 | 0.18634
715 | 1.0428 | 0.12967 | 0.00018462 | 0.47509 | 0.18634
716 | 1.045 | 0.12967 | 0.00018462 | 0.47509 | 0.18634
717 | 1.0471 | 0.12967 | 0.00018462 | 0.47509 | 0.18634
718 | 1.0493 | 0.12967 | 0.00018462 | 0.47509 | 0.18634
719 | 1.0514 | 0.12967 | 0.00018462 | 0.47509 | 0.18634
720 | 1.0536 | 0.12967 | 0.00018462 | 0.47509 | 0.18634
721 | 1.0558 | 0.12967 | 0.00018462 | 0.47509 | 0.18634
722 | 1.0579 | 0.12967 | 0.00018462 | 0.47509 | 0.18634
723 | 1.0601 | 0.12967 | 0.00018462 | 0.47509 | 0.18634
724 | 1.0622 | 0.12967 | 0.00018462 | 0.47509 | 0.18634
725 | 1.0644 | 0.12967 | 0.00018462 | 0.47509 | 0.18634
726 | 1.0666 | 0.12967 | 0.00018462 | 0.47509 | 0.18634
727 | 1.0687 | 0.12967 | 0.00018462 | 0.47509 | 0.18634
728 | 1.0709 | 0.12967 | 0.00018462 | 0.47509 | 0.18634
729 | 1.0731 | 0.12967 | 0.00018462 | 0.47509 | 0.18634
730 | 1.0752 | 0.12967 | 0.00018462 | 0.47509 | 0.18634
731 | 1.0774 | 0.12967 | 0.00018462 | 0.47509 | 0.18634
732 | 1.0795 | 0.12967 | 0.00018462 | 0.47509 | 0.18634
733 | 1.0817 | 0.12967 | 0.00018462 | 0.47509 | 0.18634
734 | 1.0839 | 0.12967 | 0.00018462 | 0.47509 | 0.18634
735 | 1.086 | 0.12967 | 0.00018462 | 0.47509 | 0.18634
736 | 1.0882 | 0.12967 | 0.00018462 | 0.47509 | 0.18634
737 | 1.0903 | 0.12967 | 0.00018462 | 0.47509 | 0.18634
738 | 1.0925 | 0.12967 | 0.00018462 | 0.47509 | 0.18634
739 | 1.0947 | 0.12967 | 0.00018462 | 0.47509 | 0.18634
740 | 1.0968 | 0.12967 | 0.00018462 | 0.47509 | 0.18634
741 | 1.099 | 0.12967 | 0.00018462 | 0.47509 | 0.18634
742 | 1.1011 | 0.12967 | 0.00018462 | 0.47509 | 0.18634
743 | 1.1033 | 0.12967 | 0.00018462 | 0.47509 | 0.18634
744 | 1.1055 | 0.12967 | 0.00018462 | 0.47509 | 0.18634
745 | 1.1076 | 0.12967 | 0.00018462 | 0.47509 | 0.18634
746 | 1.1098 | 0.12967 | 0.00018462 | 0.47509 | 0.18634
747 | 1.112 | 0.12967 | 0.00018462 | 0.47509 | 0.18634
748 | 1.1141 | 0.12967 | 0.00018462 | 0.47509 | 0.18634
749 | 1.1163 | 0.12967 | 0.00018462 | 0.47509 | 0.18634
750 | 1.1184 | 0.12967 | 0.00018462 | 0.47509 | 0.18634
751 | 1.1206 | 0.12967 | 0.00018462 | 0.47509 | 0.18634
752 | 1.1228 | 0.12967 | 0.00018462 | 0.47509 | 0.18634
753 | 1.1249 | 0.12967 | 0.00018462 | 0.47509 | 0.18634
754 | 1.1271 | 0.12967 | 0.00018462 | 0.47509 | 0.18634
755 | 1.1292 | 0.12967 | 0.00018462 | 0.47509 | 0.18634
756 | 1.1314 | 0.12967 | 0.00018462 | 0.47509 | 0.18634
757 | 1.1336 | 0.12967 | 0.00018462 | 0.47509 | 0.18634
758 | 1.1357 | 0.12967 | 0.00018462 | 0.47509 | 0.18634
759 | 1.1379 | 0.12967 | 0.00018462 | 0.47509 | 0.18634
760 | 1.14 | 0.12967 | 0.00018462 | 0.47509 | 0.18634
761 | 1.1422 | 0.12967 | 0.00018462 | 0.47509 | 0.18634
762 | 1.1444 | 0.12967 | 0.00018462 | 0.47509 | 0.18634
763 | 1.1465 | 0.12967 | 0.00018462 | 0.47509 | 0.18634
764 | 1.1487 | 0.12967 | 0.00018462 | 0.47509 | 0.18634
765 | 1.1509 | 0.12967 | 0.00018462 | 0.47509 | 0.18634
766 | 1.153 | 0.12967 | 0.00018462 | 0.47509 | 0.18634
767 | 1.1552 | 0.12967 | 0.00018462 | 0.47509 | 0.18634
768 | 1.1573 | 0.12967 | 0.00018462 | 0.47509 | 0.18634
769 | 1.1595 | 0.12967 | 0.00018462 | 0.47509 | 0.18634
770 | 1.1617 | 0.12967 | 0.00018462 | 0.47509 | 0.18634
771 | 1.1638 | 0.12967 | 0.00018462 | 0.47509 | 0.18634
772 | 1.166 | 0.12967 | 0.00018462 | 0.47509 | 0.18634
773 | 1.1681 | 0.12967 | 0.00018462 | 0.47509 | 0.18634
774 | 1.1703 | 0.12967 | 0.00018462 | 0.47509 | 0.18634
775 | 1.1725 | 0.12967 | 0.00018462 | 0.47509 | 0.18634
776 | 1.1746 | 0.12967 | 0.00018462 | 0.47509 | 0.18634
777 | 1.1768 | 0.12967 | 0.00018462 | 0.47509 | 0.18634
778 | 1.1789 | 0.12967 | 0.00018462 | 0.47509 | 0.18634
779 | 1.1811 | 0.12967 | 0.00018462 | 0.47509 | 0.18634
780 | 1.1833 | 0.12967 | 0.00018462 | 0.47509 | 0.18634
781 | 1.1854 | 0.12967 | 0.00018462 | 0.47509 | 0.18634
782 | 1.1876 | 0.12967 | 0.00018462 | 0.47509 | 0.18634
783 | 1.1898 | 0.12967 | 0.00018462 | 0.47509 | 0.18634
784 | 1.1919 | 0.12967 | 0.00018462 | 0.47509 | 0.18634
785 | 1.1941 | 0.12967 | 0.00018462 | 0.47509 | 0.18634
786 | 1.1962 | 0.12967 | 0.00018462 | 0.47509 | 0.18634
787 | 1.1984 | 0.12967 | 0.00018462 | 0.47509 | 0.18634
788 | 1.2006 | 0.12967 | 0.00018462 | 0.47509 | 0.18634
789 | 1.2027 | 0.12967 | 0.00018462 | 0.47509 | 0.18634
790 | 1.2049 | 0.12967 | 0.00018462 | 0.47509 | 0.18634
791 | 1.207 | 0.12967 | 0.00018462 | 0.47509 | 0.18634
792 | 1.2092 | 0.12967 | 0.00018462 | 0.47509 | 0.18634
793 | 1.2114 | 0.12967 | 0.00018462 | 0.47509 | 0.18634
794 | 1.2135 | 0.12967 | 0.00018462 | 0.47509 | 0.18634
795 | 1.2157 | 0.12967 | 0.00018462 | 0.47509 | 0.18634
796 | 1.2178 | 0.12967 | 0.00018462 | 0.47509 | 0.18634
797 | 1.22 | 0.12967 | 0.00018462 | 0.47509 | 0.18634
798 | 1.2222 | 0.12967 | 0.00018462 | 0.47509 | 0.18634
799 | 1.2243 | 0.12967 | 0.00018462 | 0.47509 | 0.18634
800 | 1.2265 | 0.12967 | 0.00018462 | 0.47509 | 0.18634
801 | 1.2293 | 0.13307 | 0.0002 | 0.4751 | 0.19123
802 | 1.2322 | 0.13647 | 0.0002 | 0.4751 | 0.19612
803 | 1.235 | 0.13987 | 0.0002 | 0.4751 | 0.20101
804 | 1.2379 | 0.14327 | 0.00021538 | 0.47511 | 0.2059
805 | 1.2407 | 0.14667 | 0.00021538 | 0.47511 | 0.21078
806 | 1.2435 | 0.15007 | 0.00023077 | 0.47512 | 0.21567
807 | 1.2464 | 0.15347 | 0.00023077 | 0.47512 | 0.22056
808 | 1.2492 | 0.15687 | 0.00023077 | 0.47512 | 0.22545
809 | 1.2521 | 0.16027 | 0.00024615 | 0.47512 | 0.23034
810 | 1.2549 | 0.16367 | 0.00024615 | 0.47512 | 0.23522
811 | 1.2577 | 0.16707 | 0.00024615 | 0.47512 | 0.24011
812 | 1.2606 | 0.17047 | 0.00026154 | 0.47513 | 0.245
813 | 1.2634 | 0.17047 | 0.00026154 | 0.47513 | 0.245
814 | 1.2663 | 0.17047 | 0.00026154 | 0.47513 | 0.245
815 | 1.2691 | 0.17047 | 0.00026154 | 0.47513 | 0.245
816 | 1.2719 | 0.17047 | 0.00026154 | 0.47513 | 0.245
817 | 1.2748 | 0.17047 | 0.00026154 | 0.47513 | 0.245
818 | 1.2776 | 0.17047 | 0.00026154 | 0.47513 | 0.245
819 | 1.2805 | 0.17047 | 0.00026154 | 0.47513 | 0.245
820 | 1.2833 | 0.17047 | 0.00026154 | 0.47513 | 0.245
821 | 1.2862 | 0.17047 | 0.00026154 | 0.47513 | 0.245
822 | 1.289 | 0.17047 | 0.00026154 | 0.47513 | 0.245
823 | 1.2918 | 0.17047 | 0.00026154 | 0.47513 | 0.245
824 | 1.2947 | 0.17047 | 0.00026154 | 0.47513 | 0.245
825 | 1.2975 | 0.17047 | 0.00026154 | 0.47513 | 0.245
826 | 1.3004 | 0.17047 | 0.00026154 | 0.47513 | 0.245
827 | 1.3032 | 0.17047 | 0.00026154 | 0.47513 | 0.245
828 | 1.306 | 0.17047 | 0.00026154 | 0.47513 | 0.245
829 | 1.3089 | 0.17047 | 0.00026154 | 0.47513 | 0.245
830 | 1.3117 | 0.17047 | 0.00026154 | 0.47513 | 0.245
831 | 1.3146 | 0.17047 | 0.00026154 | 0.47513 | 0.245
832 | 1.3174 | 0.17047 | 0.00026154 | 0.47513 | 0.245
833 | 1.3202 | 0.17047 | 0.00026154 | 0.47513 | 0.245
834 | 1.3231 | 0.17047 | 0.00026154 | 0.47513 | 0.245
835 | 1.3259 | 0.17047 | 0.00026154 | 0.47513 | 0.245
836 | 1.3288 | 0.17047 | 0.00026154 | 0.47513 | 0.245
837 | 1.3316 | 0.17047 | 0.00026154 | 0.47513 | 0.245
838 | 1.3345 | 0.17047 | 0.00026154 | 0.47513 | 0.245
839 | 1.3373 | 0.17047 | 0.00026154 | 0.47513 | 0.245
840 | 1.3401 | 0.17047 | 0.00026154 | 0.47513 | 0.245
841 | 1.343 | 0.17047 | 0.00026154 | 0.47513 | 0.245
842 | 1.3458 | 0.17047 | 0.00026154 | 0.47513 | 0.245
843 | 1.3487 | 0.17047 | 0.00026154 | 0.47513 | 0.245
844 | 1.3515 | 0.17047 | 0.00026154 | 0.47513 | 0.245
845 | 1.3543 | 0.17047 | 0.00026154 | 0.47513 | 0.245
846 | 1.3572 | 0.17047 | 0.00026154 | 0.47513 | 0.245
847 | 1.36 | 0.17047 | 0.00026154 | 0.47513 | 0.245
848 | 1.3629 | 0.17047 | 0.00026154 | 0.47513 | 0.245
849 | 1.3657 | 0.17047 | 0.00026154 | 0.47513 | 0.245
850 | 1.3685 | 0.17047 | 0.00026154 | 0.47513 | 0.245
851 | 1.3714 | 0.17047 | 0.00026154 | 0.47513 | 0.245
852 | 1.3742 | 0.17047 | 0.00026154 | 0.47513 | 0.245
853 | 1.3771 | 0.17047 | 0.00026154 | 0.47513 | 0.245
854 | 1.3799 | 0.17047 | 0.00026154 | 0.47513 | 0.245
855 | 1.3828 | 0.17047 | 0.00026154 | 0.47513 | 0.245
856 | 1.3856 | 0.17047 | 0.00026154 | 0.47513 | 0.245
857 | 1.3884 | 0.17047 | 0.00026154 | 0.47513 | 0.245
858 | 1.3913 | 0.17047 | 0.00026154 | 0.47513 | 0.245
859 | 1.3941 | 0.17047 | 0.00026154 | 0.47513 | 0.245
860 | 1.397 | 0.17047 | 0.00026154 | 0.47513 | 0.245
861 | 1.3998 | 0.17047 | 0.00026154 | 0.47513 | 0.245
862 | 1.4026 | 0.17047 | 0.00026154 | 0.47513 | 0.245
863 | 1.4055 | 0.17047 | 0.00026154 | 0.47513 | 0.245
864 | 1.4083 | 0.17047 | 0.00026154 | 0.47513 | 0.245
865 | 1.4112 | 0.17047 | 0.00026154 | 0.47513 | 0.245
866 | 1.414 | 0.17047 | 0.00026154 | 0.47513 | 0.245
867 | 1.4168 | 0.17047 | 0.00026154 | 0.47513 | 0.245
868 | 1.4197 | 0.17047 | 0.00026154 | 0.47513 | 0.245
869 | 1.4225 | 0.17047 | 0.00026154 | 0.47513 | 0.245
870 | 1.4254 | 0.17047 | 0.00026154 | 0.47513 | 0.245
871 | 1.4282 | 0.17047 | 0.00026154 | 0.47513 | 0.245
872 | 1.431 | 0.17047 | 0.00026154 | 0.47513 | 0.245
873 | 1.4339 | 0.17047 | 0.00026154 | 0.47513 | 0.245
874 | 1.4367 | 0.17047 | 0.00026154 | 0.47513 | 0.245
875 | 1.4396 | 0.17047 | 0.00026154 | 0.47513 | 0.245
876 | 1.4424 | 0.17047 | 0.00026154 | 0.47513 | 0.245
877 | 1.4453 | 0.17047 | 0.00026154 | 0.47513 | 0.245
878 | 1.4481 | 0.17047 | 0.00026154 | 0.47513 | 0.245
879 | 1.4509 | 0.17047 | 0.00026154 | 0.47513 | 0.245
880 | 1.4538 | 0.17047 | 0.00026154 | 0.47513 | 0.245
881 | 1.4566 | 0.17047 | 0.00026154 | 0.47513 | 0.245
882 | 1.4595 | 0.17047 | 0.00026154 | 0.47513 | 0.245
883 | 1.4623 | 0.17047 | 0.00026154 | 0.47513 | 0.245
884 | 1.4651 | 0.17047 | 0.00026154 | 0.47513 | 0.245
885 | 1.468 | 0.17047 | 0.00026154 | 0.47513 | 0.245
886 | 1.4708 | 0.17047 | 0.00026154 | 0.47513 | 0.245
887 | 1.4737 | 0.17047 | 0.00026154 | 0.47513 | 0.245
888 | 1.4765 | 0.17047 | 0.00026154 | 0.47513 | 0.245
889 | 1.4793 | 0.17047 | 0.00026154 | 0.47513 | 0.245
890 | 1.4822 | 0.17047 | 0.00026154 | 0.47513 | 0.245
891 | 1.485 | 0.17047 | 0.00026154 | 0.47513 | 0.245
892 | 1.4879 | 0.17047 | 0.00026154 | 0.47513 | 0.245
893 | 1.4907 | 0.17047 | 0.00026154 | 0.47513 | 0.245
894 | 1.4936 | 0.17047 | 0.00026154 | 0.47513 | 0.245
895 | 1.4964 | 0.17047 | 0.00026154 | 0.47513 | 0.245
896 | 1.4992 | 0.17047 | 0.00026154 | 0.47513 | 0.245
897 | 1.5021 | 0.17047 | 0.00026154 | 0.47513 | 0.245
898 | 1.5049 | 0.17047 | 0.00026154 | 0.47513 | 0.245
899 | 1.5078 | 0.17047 | 0.00026154 | 0.47513 | 0.245
900 | 1.5106 | 0.17047 | 0.00026154 | 0.47513 | 0.245
901 | 1.5147 | 0.17651 | 0.00026154 | 0.47513 | 0.25369
902 | 1.5187 | 0.18256 | 0.00027692 | 0.47514 | 0.26238
903 | 1.5228 | 0.1886 | 0.00027692 | 0.47514 | 0.27106
904 | 1.5268 | 0.19464 | 0.00029231 | 0.47515 | 0.27976
905 | 1.5309 | 0.20069 | 0.00030769 | 0.47515 | 0.28845
906 | 1.5349 | 0.20673 | 0.00030769 | 0.47515 | 0.29714
907 | 1.539 | 0.21278 | 0.00032308 | 0.47516 | 0.30583
908 | 1.543 | 0.21882 | 0.00032308 | 0.47516 | 0.31452
909 | 1.5471 | 0.22487 | 0.00033846 | 0.47517 | 0.32321
910 | 1.5511 | 0.23091 | 0.00035385 | 0.47518 | 0.3319
911 | 1.5552 | 0.23696 | 0.00035385 | 0.47518 | 0.34059
912 | 1.5592 | 0.243 | 0.00036923 | 0.47518 | 0.34928
913 | 1.5633 | 0.243 | 0.00036923 | 0.47518 | 0.34928
914 | 1.5673 | 0.243 | 0.00036923 | 0.47518 | 0.34928
915 | 1.5714 | 0.243 | 0.00036923 | 0.47518 | 0.34928
916 | 1.5754 | 0.243 | 0.00036923 | 0.47518 | 0.34928
917 | 1.5795 | 0.243 | 0.00036923 | 0.47518 | 0.34928
918 | 1.5835 | 0.243 | 0.00036923 | 0.47518 | 0.34928
919 | 1.5876 | 0.243 | 0.00036923 | 0.47518 | 0.34928
920 | 1.5916 | 0.243 | 0.00036923 | 0.47518 | 0.34928
921 | 1.5957 | 0.243 | 0.00036923 | 0.47518 | 0.34928
922 | 1.5997 | 0.243 | 0.00036923 | 0.47518 | 0.34928
923 | 1.6038 | 0.243 | 0.00036923 | 0.47518 | 0.34928
924 | 1.6078 | 0.243 | 0.00036923 | 0.47518 | 0.34928
925 | 1.6119 | 0.243 | 0.00036923 | 0.47518 | 0.34928
926 | 1.6159 | 0.243 | 0.00036923 | 0.47518 | 0.34928
927 | 1.62 | 0.243 | 0.00036923 | 0.47518 | 0.34928
928 | 1.624 | 0.243 | 0.00036923 | 0.47518 | 0.34928
929 | 1.6281 | 0.243 | 0.00036923 | 0.47518 | 0.34928
930 | 1.6321 | 0.243 | 0.00036923 | 0.47518 | 0.34928
931 | 1.6362 | 0.243 | 0.00036923 | 0.47518 | 0.34928
932 | 1.6402 | 0.243 | 0.00036923 | 0.47518 | 0.34928
933 | 1.6443 | 0.243 | 0.00036923 | 0.47518 | 0.34928
934 | 1.6483 | 0.243 | 0.00036923 | 0.47518 | 0.34928
935 | 1.6524 | 0.243 | 0.00036923 | 0.47518 | 0.34928
936 | 1.6564 | 0.243 | 0.00036923 | 0.47518 | 0.34928
937 | 1.6605 | 0.243 | 0.00036923 | 0.47518 | 0.34928
938 | 1.6645 | 0.243 | 0.00036923 | 0.47518 | 0.34928
939 | 1.6686 | 0.243 | 0.00036923 | 0.47518 | 0.34928
940 | 1.6726 | 0.243 | 0.00036923 | 0.47518 | 0.34928
941 | 1.6767 | 0.243 | 0.00036923 | 0.47518 | 0.34928
942 | 1.6807 | 0.243 | 0.00036923 | 0.47518 | 0.34928
943 | 1.6848 | 0.243 | 0.00036923 | 0.47518 | 0.34928
944 | 1.6888 | 0.243 | 0.00036923 | 0.47518 | 0.34928
945 | 1.6929 | 0.243 | 0.00036923 | 0.47518 | 0.34928
946 | 1.6969 | 0.243 | 0.00036923 | 0.47518 | 0.34928
947 | 1.701 | 0.243 | 0.00036923 | 0.47518 | 0.34928
948 | 1.705 | 0.243 | 0.00036923 | 0.47518 | 0.34928
949 | 1.7091 | 0.243 | 0.00036923 | 0.47518 | 0.34928
950 | 1.7131 | 0.243 | 0.00036923 | 0.47518 | 0.34928
951 | 1.7172 | 0.243 | 0.00036923 | 0.47518 | 0.34928
952 | 1.7212 | 0.243 | 0.00036923 | 0.47518 | 0.34928
953 | 1.7253 | 0.243 | 0.00036923 | 0.47518 | 0.34928
954 | 1.7293 | 0.243 | 0.00036923 | 0.47518 | 0.34928
955 | 1.7334 | 0.243 | 0.00036923 | 0.47518 | 0.34928
956 | 1.7374 | 0.243 | 0.00036923 | 0.47518 | 0.34928
957 | 1.7415 | 0.243 | 0.00036923 | 0.47518 | 0.34928
958 | 1.7455 | 0.243 | 0.00036923 | 0.47518 | 0.34928
959 | 1.7496 | 0.243 | 0.00036923 | 0.47518 | 0.34928
960 | 1.7536 | 0.243 | 0.00036923 | 0.47518 | 0.34928
961 | 1.7577 | 0.243 | 0.00036923 | 0.47518 | 0.34928
962 | 1.7617 | 0.243 | 0.00036923 | 0.47518 | 0.34928
963 | 1.7658 | 0.243 | 0.00036923 | 0.47518 | 0.34928
964 | 1.7698 | 0.243 | 0.00036923 | 0.47518 | 0.34928
965 | 1.7739 | 0.243 | 0.00036923 | 0.47518 | 0.34928
966 | 1.7779 | 0.243 | 0.00036923 | 0.47518 | 0.34928
967 | 1.782 | 0.243 | 0.00036923 | 0.47518 | 0.34928
968 | 1.786 | 0.243 | 0.00036923 | 0.47518 | 0.34928
969 | 1.7901 | 0.243 | 0.00036923 | 0.47518 | 0.34928
970 | 1.7941 | 0.243 | 0.00036923 | 0.47518 | 0.34928
971 | 1.7982 | 0.243 | 0.00036923 | 0.47518 | 0.34928
972 | 1.8022 | 0.243 | 0.00036923 | 0.47518 | 0.34928
973 | 1.8063 | 0.243 | 0.00036923 | 0.47518 | 0.34928
974 | 1.8103 | 0.243 | 0.00036923 | 0.47518 | 0.34928
975 | 1.8144 | 0.243 | 0.00036923 | 0.47518 | 0.34928
976 | 1.8184 | 0.243 | 0.00036923 | 0.47518 | 0.34928
977 | 1.8225 | 0.243 | 0.00036923 | 0.47518 | 0.34928
978 | 1.8265 | 0.243 | 0.00036923 | 0.47518 | 0.34928
979 | 1.8306 | 0.243 | 0.00036923 | 0.47518 | 0.34928
980 | 1.8346 | 0.243 | 0.00036923 | 0.47518 | 0.34928
981 | 1.8387 | 0.243 | 0.00036923 | 0.47518 | 0.34928
982 | 1.8427 | 0.243 | 0.00036923 | 0.47518 | 0.34928
983 | 1.8468 | 0.243 | 0.00036923 | 0.47518 | 0.34928
984 | 1.8508 | 0.243 | 0.00036923 | 0.47518 | 0.34928
985 | 1.8549 | 0.243 | 0.00036923 | 0.47518 | 0.34928
986 | 1.8589 | 0.243 | 0.00036923 | 0.47518 | 0.34928
987 | 1.863 | 0.243 | 0.00036923 | 0.47518 | 0.34928
988 | 1.867 | 0.243 | 0.00036923 | 0.47518 | 0.34928
989 | 1.8711 | 0.243 | 0.00036923 | 0.47518 | 0.34928
990 | 1.8751 | 0.243 | 0.00036923 | 0.47518 | 0.34928
991 | 1.8792 | 0.243 | 0.00036923 | 0.47518 | 0.34928
992 | 1.8832 | 0.243 | 0.00036923 | 0.47518 | 0.34928
993 | 1.8873 | 0.243 | 0.00036923 | 0.47518 | 0.34928
994 | 1.8913 | 0.243 | 0.00036923 | 0.47518 | 0.34928
995 | 1.8954 | 0.243 | 0.00036923 | 0.47518 | 0.34928
996 | 1.8994 | 0.243 | 0.00036923 | 0.47518 | 0.34928
997 | 1.9035 | 0.243 | 0.00036923 | 0.47518 | 0.34928
998 | 1.9075 | 0.243 | 0.00036923 | 0.47518 | 0.34928
999 | 1.9116 | 0.243 | 0.00036923 | 0.47518 | 0.34928
1000 | 1.9156 | 0.243 | 0.00036923 | 0.47518 | 0.34928
1001 | 1.9209 | 0.24902 | 0.00036923 | 0.47518 | 0.35794
1002 | 1.9261 | 0.25504 | 0.00038462 | 0.47519 | 0.3666
1003 | 1.9314 | 0.26106 | 0.0004 | 0.4752 | 0.37526
1004 | 1.9366 | 0.26708 | 0.0004 | 0.4752 | 0.38391
1005 | 1.9419 | 0.2731 | 0.00041538 | 0.47521 | 0.39257
1006 | 1.9471 | 0.27912 | 0.00041538 | 0.47521 | 0.40122
1007 | 1.9524 | 0.28514 | 0.00043077 | 0.47522 | 0.40988
1008 | 1.9576 | 0.29116 | 0.00044615 | 0.47522 | 0.41854
1009 | 1.9629 | 0.29718 | 0.00044615 | 0.47522 | 0.4272
1010 | 1.9681 | 0.3032 | 0.00046154 | 0.47523 | 0.43586
1011 | 1.9734 | 0.30922 | 0.00046154 | 0.47523 | 0.44451
1012 | 1.9786 | 0.31524 | 0.00047692 | 0.47524 | 0.45317
1013 | 1.9839 | 0.31524 | 0.00047692 | 0.47524 | 0.45317
1014 | 1.9892 | 0.31524 | 0.00047692 | 0.47524 | 0.45317
1015 | 1.9944 | 0.31524 | 0.00047692 | 0.47524 | 0.45317
1016 | 1.9997 | 0.31524 | 0.00047692 | 0.47524 | 0.45317
1017 | 2.0049 | 0.31524 | 0.00047692 | 0.47524 | 0.45317
1018 | 2.0102 | 0.31524 | 0.00047692 | 0.47524 | 0.45317
1019 | 2.0154 | 0.31524 | 0.00047692 | 0.47524 | 0.45317
1020 | 2.0207 | 0.31524 | 0.00047692 | 0.47524 | 0.45317
1021 | 2.0259 | 0.31524 | 0.00047692 | 0.47524 | 0.45317
1022 | 2.0312 | 0.31524 | 0.00047692 | 0.47524 | 0.45317
1023 | 2.0364 | 0.31524 | 0.00047692 | 0.47524 | 0.45317
1024 | 2.0417 | 0.31524 | 0.00047692 | 0.47524 | 0.45317
1025 | 2.047 | 0.31524 | 0.00047692 | 0.47524 | 0.45317
1026 | 2.0522 | 0.31524 | 0.00047692 | 0.47524 | 0.45317
1027 | 2.0575 | 0.31524 | 0.00047692 | 0.47524 | 0.45317
1028 | 2.0627 | 0.31524 | 0.00047692 | 0.47524 | 0.45317
1029 | 2.068 | 0.31524 | 0.00047692 | 0.47524 | 0.45317
1030 | 2.0732 | 0.31524 | 0.00047692 | 0.47524 | 0.45317
1031 | 2.0785 | 0.31524 | 0.00047692 | 0.47524 | 0.45317
1032 | 2.0837 | 0.31524 | 0.00047692 | 0.47524 | 0.45317
1033 | 2.089 | 0.31524 | 0.00047692 | 0.47524 | 0.45317
1034 | 2.0942 | 0.31524 | 0.00047692 | 0.47524 | 0.45317
1035 | 2.0995 | 0.31524 | 0.00047692 | 0.47524 | 0.45317
1036 | 2.1047 | 0.31524 | 0.00047692 | 0.47524 | 0.45317
1037 | 2.11 | 0.31524 | 0.00047692 | 0.47524 | 0.45317
1038 | 2.1153 | 0.31524 | 0.00047692 | 0.47524 | 0.45317
1039 | 2.1205 | 0.31524 | 0.00047692 | 0.47524 | 0.45317
1040 | 2.1258 | 0.31524 | 0.00047692 | 0.47524 | 0.45317
1041 | 2.131 | 0.31524 | 0.00047692 | 0.47524 | 0.45317
1042 | 2.1363 | 0.31524 | 0.00047692 | 0.47524 | 0.45317
1043 | 2.1415 | 0.31524 | 0.00047692 | 0.47524 | 0.45317
1044 | 2.1468 | 0.31524 | 0.00047692 | 0.47524 | 0.45317
1045 | 2.152 | 0.31524 | 0.00047692 | 0.47524 | 0.45317
1046 | 2.1573 | 0.31524 | 0.00047692 | 0.47524 | 0.45317
1047 | 2.1625 | 0.31524 | 0.00047692 | 0.47524 | 0.45317
1048 | 2.1678 | 0.31524 | 0.00047692 | 0.47524 | 0.45317
1049 | 2.173 | 0.31524 | 0.00047692 | 0.47524 | 0.45317
1050 | 2.1783 | 0.31524 | 0.00047692 | 0.47524 | 0.45317
1051 | 2.1852 | 0.32335 | 0.00049231 | 0.47525 | 0.46484
1052 | 2.1921 | 0.33147 | 0.00050769 | 0.47525 | 0.47652
1053 | 2.1989 | 0.33958 | 0.00050769 | 0.47525 | 0.48818
1054 | 2.2058 | 0.34769 | 0.00052308 | 0.47526 | 0.49985
1055 | 2.2127 | 0.35581 | 0.00053846 | 0.47527 | 0.51152
1056 | 2.2196 | 0.36392 | 0.00055385 | 0.47528 | 0.5232
1057 | 2.2264 | 0.37203 | 0.00056923 | 0.47528 | 0.53487
1058 | 2.2333 | 0.38015 | 0.00058462 | 0.47529 | 0.54654
1059 | 2.2402 | 0.38826 | 0.00058462 | 0.47529 | 0.55821
1060 | 2.2471 | 0.39637 | 0.0006 | 0.4753 | 0.56988
1061 | 2.2539 | 0.40449 | 0.00061538 | 0.47531 | 0.58155
1062 | 2.2608 | 0.4126 | 0.00063077 | 0.47532 | 0.59323
1063 | 2.2677 | 0.4126 | 0.00063077 | 0.47532 | 0.59323
1064 | 2.2746 | 0.4126 | 0.00063077 | 0.47532 | 0.59323
1065 | 2.2815 | 0.4126 | 0.00063077 | 0.47532 | 0.59323
1066 | 2.2883 | 0.4126 | 0.00063077 | 0.47532 | 0.59323
1067 | 2.2952 | 0.4126 | 0.00063077 | 0.47532 | 0.59323
1068 | 2.3021 | 0.4126 | 0.00063077 | 0.47532 | 0.59323
1069 | 2.309 | 0.4126 | 0.00063077 | 0.47532 | 0.59323
1070 | 2.3158 | 0.4126 | 0.00063077 | 0.47532 | 0.59323
1071 | 2.3227 | 0.4126 | 0.00063077 | 0.47532 | 0.59323
1072 | 2.3296 | 0.4126 | 0.00063077 | 0.47532 | 0.59323
1073 | 2.3365 | 0.4126 | 0.00063077 | 0.47532 | 0.59323
1074 | 2.3433 | 0.4126 | 0.00063077 | 0.47532 | 0.59323
1075 | 2.3502 | 0.4126 | 0.00063077 | 0.47532 | 0.59323
1076 | 2.3571 | 0.4126 | 0.00063077 | 0.47532 | 0.59323
1077 | 2.364 | 0.4126 | 0.00063077 | 0.47532 | 0.59323
1078 | 2.3708 | 0.4126 | 0.00063077 | 0.47532 | 0.59323
1079 | 2.3777 | 0.4126 | 0.00063077 | 0.47532 | 0.59323
1080 | 2.3846 | 0.4126 | 0.00063077 | 0.47532 | 0.59323
1081 | 2.3915 | 0.4126 | 0.00063077 | 0.47532 | 0.59323
1082 | 2.3984 | 0.4126 | 0.00063077 | 0.47532 | 0.59323
1083 | 2.4052 | 0.4126 | 0.00063077 | 0.47532 | 0.59323
1084 | 2.4121 | 0.4126 | 0.00063077 | 0.47532 | 0.59323
1085 | 2.419 | 0.4126 | 0.00063077 | 0.47532 | 0.59323
1086 | 2.4259 | 0.4126 | 0.00063077 | 0.47532 | 0.59323
1087 | 2.4327 | 0.4126 | 0.00063077 | 0.47532 | 0.59323
1088 | 2.4396 | 0.4126 | 0.00063077 | 0.47532 | 0.59323
1089 | 2.4465 | 0.4126 | 0.00063077 | 0.47532 | 0.59323
1090 | 2.4534 | 0.4126 | 0.00063077 | 0.47532 | 0.59323
1091 | 2.4602 | 0.4126 | 0.00063077 | 0.47532 | 0.59323
1092 | 2.4671 | 0.4126 | 0.00063077 | 0.47532 | 0.59323
1093 | 2.474 | 0.4126 | 0.00063077 | 0.47532 | 0.59323
1094 | 2.4809 | 0.4126 | 0.00063077 | 0.47532 | 0.59323
1095 | 2.4878 | 0.4126 | 0.00063077 | 0.47532 | 0.59323
1096 | 2.4946 | 0.4126 | 0.00063077 | 0.47532 | 0.59323
1097 | 2.5015 | 0.4126 | 0.00063077 | 0.47532 | 0.59323
1098 | 2.5084 | 0.4126 | 0.00063077 | 0.47532 | 0.59323
1099 | 2.5153 | 0.4126 | 0.00063077 | 0.47532 | 0.59323
1100 | 2.5221 | 0.4126 | 0.00063077 | 0.47532 | 0.59323
1101 | 2.532 | 0.42775 | 0.00064615 | 0.47532 | 0.61502
1102 | 2.5419 | 0.4429 | 0.00067692 | 0.47534 | 0.63682
1103 | 2.5519 | 0.45805 | 0.00069231 | 0.47535 | 0.65862
1104 | 2.5618 | 0.4732 | 0.00072308 | 0.47536 | 0.68042
1105 | 2.5717 | 0.48835 | 0.00073846 | 0.47537 | 0.70222
1106 | 2.5816 | 0.5035 | 0.00076923 | 0.47538 | 0.72403
1107 | 2.5915 | 0.51865 | 0.00078462 | 0.47539 | 0.74583
1108 | 2.6014 | 0.5338 | 0.00081538 | 0.47541 | 0.76764
1109 | 2.6113 | 0.54895 | 0.00083077 | 0.47542 | 0.78944
1110 | 2.6212 | 0.5641 | 0.00086154 | 0.47543 | 0.81125
1111 | 2.633 | 0.58872 | 0.00089231 | 0.47545 | 0.84668
1112 | 2.6448 | 0.61333 | 0.00093846 | 0.47547 | 0.88212
1113 | 2.6566 | 0.6228 | 0.00095385 | 0.47548 | 0.89575
1114 | 2.6684 | 0.63227 | 0.00096923 | 0.47548 | 0.90939
1115 | 2.6802 | 0.64173 | 0.00098462 | 0.47549 | 0.92302
1116 | 2.692 | 0.6512 | 0.001 | 0.4755 | 0.93665
1117 | 2.7038 | 0.66067 | 0.00898 | 0.47949 | 0.95824
1118 | 2.7156 | 0.67013 | 0.01696 | 0.48348 | 0.98006
1119 | 2.7274 | 0.6796 | 0.01696 | 0.48348 | 0.9939
1120 | 2.7392 | 0.68907 | 0.02494 | 0.48747 | 1.0161
1121 | 2.751 | 0.69847 | 0.03292 | 0.49146 | 1.0384
1122 | 2.7628 | 0.70787 | 0.0409 | 0.49545 | 1.0609
1123 | 2.7746 | 0.7078 | 0.0409 | 0.49545 | 1.0608
1124 | 2.7863 | 0.70773 | 0.0409 | 0.49545 | 1.0607
1125 | 2.7981 | 0.70767 | 0.0409 | 0.49545 | 1.0606
1126 | 2.8099 | 0.7076 | 0.0409 | 0.49545 | 1.0605
1127 | 2.8217 | 0.70753 | 0.0409 | 0.49545 | 1.0604
1128 | 2.8335 | 0.70747 | 0.0409 | 0.49545 | 1.0603
1129 | 2.8453 | 0.7074 | 0.0409 | 0.49545 | 1.0602
1130 | 2.8571 | 0.70733 | 0.0409 | 0.49545 | 1.0601
1131 | 2.8688 | 0.707 | 0.0409 | 0.49545 | 1.0596
1132 | 2.8805 | 0.70667 | 0.0409 | 0.49545 | 1.0591
1133 | 2.8923 | 0.7064 | 0.0409 | 0.49545 | 1.0587
1134 | 2.904 | 0.70613 | 0.0409 | 0.49545 | 1.0583
1135 | 2.9157 | 0.70587 | 0.0409 | 0.49545 | 1.0579
1136 | 2.9275 | 0.7056 | 0.0409 | 0.49545 | 1.0575
1137 | 2.9392 | 0.70533 | 0.0409 | 0.49545 | 1.0571
1138 | 2.9509 | 0.70507 | 0.0409 | 0.49545 | 1.0567
1139 | 2.9627 | 0.7048 | 0.0409 | 0.49545 | 1.0563
1140 | 2.9744 | 0.70453 | 0.0409 | 0.49545 | 1.0559
1141 | 2.988 | 0.7136 | 0.04888 | 0.49944 | 1.0781
1142 | 3.0016 | 0.72267 | 0.05686 | 0.50343 | 1.1005
1143 | 3.0152 | 0.732 | 0.06484 | 0.50742 | 1.1235
1144 | 3.0288 | 0.74133 | 0.07282 | 0.51141 | 1.1468
1145 | 3.0484 | 0.78067 | 0.096028 | 0.52301 | 1.2351
1146 | 3.068 | 0.82 | 0.11126 | 0.53063 | 1.3162
1147 | 3.0876 | 0.85933 | 0.13156 | 0.54078 | 1.4057
1148 | 3.1072 | 0.89867 | 0.15186 | 0.55093 | 1.4976
1149 | 3.1524 | 1.066 | 0.22223 | 0.58612 | 1.89
1150 | 3.1976 | 1.2333 | 0.26341 | 0.6067 | 2.2634
1151 | 3.2428 | 1.4007 | 0.30458 | 0.62729 | 2.6578
1152 | 3.288 | 1.568 | 0.33413 | 0.64206 | 3.0453
1153 | 3.3332 | 1.726 | 0.34834 | 0.64917 | 3.3893
1154 | 3.3528 | 1.756 | 0.351 | 0.6505 | 3.4553
1155 | 3.3664 | 1.756 | 0.351 | 0.6505 | 3.4553
1156 | 3.3781 | 1.7467 | 0.35011 | 0.65006 | 3.4346
1157 | 3.3899 | 1.7073 | 0.34656 | 0.64828 | 3.3481
1158 | 3.4016 | 1.668 | 0.34301 | 0.6465 | 3.262
1159 | 3.4134 | 1.629 | 0.33946 | 0.64473 | 3.1769
1160 | 3.4252 | 1.59 | 0.33679 | 0.6434 | 3.0945
1161 | 3.437 | 1.423 | 0.30942 | 0.62971 | 2.7106
1162 | 3.4488 | 1.256 | 0.26825 | 0.60913 | 2.3142
1163 | 3.4606 | 1.089 | 0.22708 | 0.58854 | 1.9387
1164 | 3.4724 | 0.922 | 0.16709 | 0.55855 | 1.5578
1165 | 3.4795 | 0.73133 | 0.06484 | 0.50742 | 1.1225
1166 | 3.4865 | 0.66867 | 0.00898 | 0.47949 | 0.96984
1167 | 3.4936 | 0.636 | 0.00096923 | 0.47548 | 0.91476
1168 | 3.5007 | 0.61267 | 0.00093846 | 0.47547 | 0.88117
1169 | 3.5077 | 0.58933 | 0.00089231 | 0.47545 | 0.84756
1170 | 3.5148 | 0.566 | 0.00086154 | 0.47543 | 0.81398
1171 | 3.5219 | 0.54233 | 0.00083077 | 0.47542 | 0.77992
1172 | 3.5289 | 0.51867 | 0.00078462 | 0.47539 | 0.74585
1173 | 3.536 | 0.495 | 0.00075385 | 0.47538 | 0.7118
1174 | 3.5431 | 0.47133 | 0.00072308 | 0.47536 | 0.67774
1175 | 3.5501 | 0.44767 | 0.00067692 | 0.47534 | 0.64368
1176 | 3.5572 | 0.424 | 0.00064615 | 0.47532 | 0.60963
1177 | 3.5627 | 0.41608 | 0.00063077 | 0.47532 | 0.59824
1178 | 3.5682 | 0.40817 | 0.00061538 | 0.47531 | 0.58684
1179 | 3.5737 | 0.40025 | 0.00061538 | 0.47531 | 0.57546
1180 | 3.5791 | 0.39233 | 0.0006 | 0.4753 | 0.56407
1181 | 3.5846 | 0.38442 | 0.00058462 | 0.47529 | 0.55268
1182 | 3.5901 | 0.3765 | 0.00056923 | 0.47528 | 0.54129
1183 | 3.5956 | 0.36858 | 0.00055385 | 0.47528 | 0.5299
1184 | 3.6011 | 0.36067 | 0.00055385 | 0.47528 | 0.51852
1185 | 3.6066 | 0.35275 | 0.00053846 | 0.47527 | 0.50713
1186 | 3.612 | 0.34483 | 0.00052308 | 0.47526 | 0.49574
1187 | 3.6175 | 0.33692 | 0.00050769 | 0.47525 | 0.48435
1188 | 3.623 | 0.329 | 0.00049231 | 0.47525 | 0.47296
1189 | 3.6271 | 0.32183 | 0.00049231 | 0.47525 | 0.46266
1190 | 3.6311 | 0.31467 | 0.00047692 | 0.47524 | 0.45235
1191 | 3.6352 | 0.3075 | 0.00046154 | 0.47523 | 0.44204
1192 | 3.6392 | 0.30033 | 0.00046154 | 0.47523 | 0.43174
1193 | 3.6433 | 0.29317 | 0.00044615 | 0.47522 | 0.42143
1194 | 3.6473 | 0.286 | 0.00043077 | 0.47522 | 0.41112
1195 | 3.6513 | 0.27883 | 0.00041538 | 0.47521 | 0.40081
1196 | 3.6554 | 0.27167 | 0.00041538 | 0.47521 | 0.39051
1197 | 3.6595 | 0.2645 | 0.0004 | 0.4752 | 0.3802
1198 | 3.6635 | 0.25733 | 0.00038462 | 0.47519 | 0.36989
1199 | 3.6676 | 0.25017 | 0.00038462 | 0.47519 | 0.35959
1200 | 3.6716 | 0.243 | 0.00036923 | 0.47518 | 0.34928
1201 | 3.6757 | 0.243 | 0.00036923 | 0.47518 | 0.34928
1202 | 3.6797 | 0.243 | 0.00036923 | 0.47518 | 0.34928
1203 | 3.6838 | 0.243 | 0.00036923 | 0.47518 | 0.34928
1204 | 3.6878 | 0.243 | 0.00036923 | 0.47518 | 0.34929
1205 | 3.6919 | 0.243 | 0.00036923 | 0.47518 | 0.34929
1206 | 3.6959 | 0.243 | 0.00036923 | 0.47518 | 0.34929
1207 | 3.7 | 0.243 | 0.00036923 | 0.47518 | 0.34929
1208 | 3.704 | 0.243 | 0.00036923 | 0.47518 | 0.34929
1209 | 3.7081 | 0.243 | 0.00036923 | 0.47518 | 0.34929
1210 | 3.7121 | 0.243 | 0.00036923 | 0.47518 | 0.34928
1211 | 3.7161 | 0.243 | 0.00036923 | 0.47518 | 0.34928
1212 | 3.7202 | 0.243 | 0.00036923 | 0.47518 | 0.34928
1213 | 3.7243 | 0.243 | 0.00036923 | 0.47518 | 0.34928
1214 | 3.7283 | 0.243 | 0.00036923 | 0.47518 | 0.34928
1215 | 3.7324 | 0.243 | 0.00036923 | 0.47518 | 0.34928
1216 | 3.7364 | 0.243 | 0.00036923 | 0.47518 | 0.34928
1217 | 3.7405 | 0.243 | 0.00036923 | 0.47518 | 0.34928
1218 | 3.7445 | 0.243 | 0.00036923 | 0.47518 | 0.34928
1219 | 3.7486 | 0.243 | 0.00036923 | 0.47518 | 0.34928
1220 | 3.7526 | 0.243 | 0.00036923 | 0.47518 | 0.34928
1221 | 3.7567 | 0.243 | 0.00036923 | 0.47518 | 0.34928
1222 | 3.7607 | 0.243 | 0.00036923 | 0.47518 | 0.34928
1223 | 3.7647 | 0.243 | 0.00036923 | 0.47518 | 0.34928
1224 | 3.7688 | 0.243 | 0.00036923 | 0.47518 | 0.34928
1225 | 3.771 | 0.23356 | 0.00035385 | 0.47518 | 0.3357
1226 | 3.7731 | 0.22411 | 0.00033846 | 0.47517 | 0.32212
1227 | 3.7753 | 0.21467 | 0.00032308 | 0.47516 | 0.30854
1228 | 3.7774 | 0.20522 | 0.00030769 | 0.47515 | 0.29496
1229 | 3.7796 | 0.19578 | 0.00029231 | 0.47515 | 0.28139
1230 | 3.7818 | 0.18633 | 0.00027692 | 0.47514 | 0.26781
1231 | 3.7839 | 0.17689 | 0.00026154 | 0.47513 | 0.25423
1232 | 3.7861 | 0.16745 | 0.00024615 | 0.47512 | 0.24065
1233 | 3.7883 | 0.158 | 0.00023077 | 0.47512 | 0.22707
1234 | 3.7904 | 0.14856 | 0.00021538 | 0.47511 | 0.2135
1235 | 3.7926 | 0.13911 | 0.0002 | 0.4751 | 0.19992
1236 | 3.7947 | 0.12967 | 0.00018462 | 0.47509 | 0.18635
1237 | 3.7969 | 0.12967 | 0.00018462 | 0.47509 | 0.18634
1238 | 3.7991 | 0.12967 | 0.00018462 | 0.47509 | 0.18634
1239 | 3.8012 | 0.12967 | 0.00018462 | 0.47509 | 0.18635
1240 | 3.8034 | 0.12967 | 0.00018462 | 0.47509 | 0.18634
1241 | 3.8055 | 0.12967 | 0.00018462 | 0.47509 | 0.18634
1242 | 3.8077 | 0.12967 | 0.00018462 | 0.47509 | 0.18634
1243 | 3.8099 | 0.12967 | 0.00018462 | 0.47509 | 0.18634
1244 | 3.812 | 0.12967 | 0.00018462 | 0.47509 | 0.18634
1245 | 3.8142 | 0.12967 | 0.00018462 | 0.47509 | 0.18634
1246 | 3.8163 | 0.12967 | 0.00018462 | 0.47509 | 0.18634
1247 | 3.8185 | 0.12967 | 0.00018462 | 0.47509 | 0.18635
1248 | 3.8207 | 0.12967 | 0.00018462 | 0.47509 | 0.18634
1249 | 3.8228 | 0.12967 | 0.00018462 | 0.47509 | 0.18635
1250 | 3.825 | 0.12967 | 0.00018462 | 0.47509 | 0.18635
1251 | 3.8272 | 0.12967 | 0.00018462 | 0.47509 | 0.18634
1252 | 3.8293 | 0.12967 | 0.00018462 | 0.47509 | 0.18635
1253 | 3.8315 | 0.12967 | 0.00018462 | 0.47509 | 0.18635
1254 | 3.8336 | 0.12967 | 0.00018462 | 0.47509 | 0.18634
1255 | 3.8358 | 0.12967 | 0.00018462 | 0.47509 | 0.18634
1256 | 3.838 | 0.12967 | 0.00018462 | 0.47509 | 0.18634
1257 | 3.8401 | 0.12967 | 0.00018462 | 0.47509 | 0.18634
1258 | 3.8423 | 0.12967 | 0.00018462 | 0.47509 | 0.18634
1259 | 3.8444 | 0.12967 | 0.00018462 | 0.47509 | 0.18634
1260 | 3.8466 | 0.12967 | 0.00018462 | 0.47509 | 0.18634
1261 | 3.8488 | 0.12966 | 0.00018462 | 0.47509 | 0.18634
1262 | 3.8509 | 0.12967 | 0.00018462 | 0.47509 | 0.18634
1263 | 3.8531 | 0.12967 | 0.00018462 | 0.47509 | 0.18634
1264 | 3.8552 | 0.12967 | 0.00018462 | 0.47509 | 0.18634
1265 | 3.8574 | 0.12967 | 0.00018462 | 0.47509 | 0.18634
1266 | 3.8596 | 0.12967 | 0.00018462 | 0.47509 | 0.18634
1267 | 3.8617 | 0.12967 | 0.00018462 | 0.47509 | 0.18635
1268 | 3.8639 | 0.12967 | 0.00018462 | 0.47509 | 0.18634
1269 | 3.8661 | 0.12967 | 0.00018462 | 0.47509 | 0.18635
1270 | 3.8682 | 0.12967 | 0.00018462 | 0.47509 | 0.18635
1271 | 3.8704 | 0.12967 | 0.00018462 | 0.47509 | 0.18634
1272 | 3.8725 | 0.12967 | 0.00018462 | 0.47509 | 0.18635
1273 | 3.8747 | 0.12967 | 0.00018462 | 0.47509 | 0.18635
1274 | 3.8769 | 0.12967 | 0.00018462 | 0.47509 | 0.18634
1275 | 3.879 | 0.12967 | 0.00018462 | 0.47509 | 0.18635
1276 | 3.8812 | 0.12967 | 0.00018462 | 0.47509 | 0.18634
1277 | 3.8833 | 0.12967 | 0.00018462 | 0.47509 | 0.18634
1278 | 3.8855 | 0.12967 | 0.00018462 | 0.47509 | 0.18635
1279 | 3.8877 | 0.12967 | 0.00018462 | 0.47509 | 0.18634
1280 | 3.8898 | 0.12967 | 0.00018462 | 0.47509 | 0.18634
1281 | 3.892 | 0.12967 | 0.00018462 | 0.47509 | 0.18634
1282 | 3.8941 | 0.12967 | 0.00018462 | 0.47509 | 0.18634
1283 | 3.8963 | 0.12967 | 0.00018462 | 0.47509 | 0.18634
1284 | 3.8985 | 0.12966 | 0.00018462 | 0.47509 | 0.18634
1285 | 3.9006 | 0.12967 | 0.00018462 | 0.47509 | 0.18634
1286 | 3.9028 | 0.12967 | 0.00018462 | 0.47509 | 0.18634
1287 | 3.9049 | 0.12967 | 0.00018462 | 0.47509 | 0.18634
1288 | 3.9071 | 0.12967 | 0.00018462 | 0.47509 | 0.18634
1289 | 3.9093 | 0.12967 | 0.00018462 | 0.47509 | 0.18634
1290 | 3.9114 | 0.12967 | 0.00018462 | 0.47509 | 0.18634
1291 | 3.9136 | 0.12967 | 0.00018462 | 0.47509 | 0.18634
1292 | 3.9158 | 0.12967 | 0.00018462 | 0.47509 | 0.18634
1293 | 3.9179 | 0.12967 | 0.00018462 | 0.47509 | 0.18635
1294 | 3.9201 | 0.12967 | 0.00018462 | 0.47509 | 0.18634
1295 | 3.9222 | 0.12967 | 0.00018462 | 0.47509 | 0.18635
1296 | 3.9244 | 0.12967 | 0.00018462 | 0.47509 | 0.18635
1297 | 3.9257 | 0.12531 | 0.00018462 | 0.47509 | 0.18008
1298 | 3.927 | 0.12094 | 0.00018462 | 0.47509 | 0.17381
1299 | 3.9283 | 0.11658 | 0.00016923 | 0.47508 | 0.16754
1300 | 3.9296 | 0.11222 | 0.00016923 | 0.47508 | 0.16127
1301 | 3.9308 | 0.10786 | 0.00015385 | 0.47508 | 0.155
1302 | 3.9321 | 0.1035 | 0.00015385 | 0.47508 | 0.14874
1303 | 3.9334 | 0.099139 | 0.00013846 | 0.47507 | 0.14247
1304 | 3.9347 | 0.094779 | 0.00013846 | 0.47507 | 0.1362
1305 | 3.936 | 0.090417 | 0.00013846 | 0.47507 | 0.12993
1306 | 3.9373 | 0.086056 | 0.00012308 | 0.47506 | 0.12366
1307 | 3.9386 | 0.081694 | 0.00012308 | 0.47506 | 0.1174
1308 | 3.9399 | 0.077334 | 0.00010769 | 0.47505 | 0.11113
1309 | 3.9412 | 0.077334 | 0.00010769 | 0.47505 | 0.11113
1310 | 3.9424 | 0.077334 | 0.00010769 | 0.47505 | 0.11113
1311 | 3.9437 | 0.077333 | 0.00010769 | 0.47505 | 0.11113
1312 | 3.945 | 0.077333 | 0.00010769 | 0.47505 | 0.11113
1313 | 3.9463 | 0.077333 | 0.00010769 | 0.47505 | 0.11113
1314 | 3.9476 | 0.077333 | 0.00010769 | 0.47505 | 0.11113
1315 | 3.9489 | 0.077333 | 0.00010769 | 0.47505 | 0.11113
1316 | 3.9502 | 0.077333 | 0.00010769 | 0.47505 | 0.11113
1317 | 3.9515 | 0.077333 | 0.00010769 | 0.47505 | 0.11113
1318 | 3.9528 | 0.077333 | 0.00010769 | 0.47505 | 0.11113
1319 | 3.954 | 0.077333 | 0.00010769 | 0.47505 | 0.11113
1320 | 3.9553 | 0.077333 | 0.00010769 | 0.47505 | 0.11113
1321 | 3.9566 | 0.077333 | 0.00010769 | 0.47505 | 0.11113
1322 | 3.9579 | 0.077333 | 0.00010769 | 0.47505 | 0.11113
1323 | 3.9592 | 0.077333 | 0.00010769 | 0.47505 | 0.11113
1324 | 3.9605 | 0.077333 | 0.00010769 | 0.47505 | 0.11113
1325 | 3.9618 | 0.077333 | 0.00010769 | 0.47505 | 0.11113
1326 | 3.9631 | 0.077333 | 0.00010769 | 0.47505 | 0.11113
1327 | 3.9644 | 0.077333 | 0.00010769 | 0.47505 | 0.11113
1328 | 3.9656 | 0.077333 | 0.00010769 | 0.47505 | 0.11113
1329 | 3.9669 | 0.077333 | 0.00010769 | 0.47505 | 0.11113
1330 | 3.9682 | 0.077333 | 0.00010769 | 0.47505 | 0.11113
1331 | 3.9695 | 0.077333 | 0.00010769 | 0.47505 | 0.11113
1332 | 3.9708 | 0.077333 | 0.00010769 | 0.47505 | 0.11113
1333 | 3.9721 | 0.077333 | 0.00010769 | 0.47505 | 0.11113
1334 | 3.9734 | 0.077333 | 0.00010769 | 0.47505 | 0.11113
1335 | 3.9747 | 0.077333 | 0.00010769 | 0.47505 | 0.11113
1336 | 3.976 | 0.077333 | 0.00010769 | 0.47505 | 0.11113
1337 | 3.9772 | 0.077333 | 0.00010769 | 0.47505 | 0.11113
1338 | 3.9785 | 0.077333 | 0.00010769 | 0.47505 | 0.11113
1339 | 3.9798 | 0.077333 | 0.00010769 | 0.47505 | 0.11113
1340 | 3.9811 | 0.077333 | 0.00010769 | 0.47505 | 0.11113
1341 | 3.9824 | 0.077333 | 0.00010769 | 0.47505 | 0.11113
1342 | 3.9837 | 0.077333 | 0.00010769 | 0.47505 | 0.11113
1343 | 3.985 | 0.077333 | 0.00010769 | 0.47505 | 0.11113
1344 | 3.9863 | 0.077333 | 0.00010769 | 0.47505 | 0.11113
1345 | 3.9876 | 0.077333 | 0.00010769 | 0.47505 | 0.11113
1346 | 3.9888 | 0.077333 | 0.00010769 | 0.47505 | 0.11113
1347 | 3.9901 | 0.077333 | 0.00010769 | 0.47505 | 0.11113
1348 | 3.9914 | 0.077333 | 0.00010769 | 0.47505 | 0.11113
1349 | 3.9927 | 0.077333 | 0.00010769 | 0.47505 | 0.11113
1350 | 3.994 | 0.077333 | 0.00010769 | 0.47505 | 0.11113
1351 | 3.9953 | 0.077333 | 0.00010769 | 0.47505 | 0.11113
1352 | 3.9966 | 0.077333 | 0.00010769 | 0.47505 | 0.11113
1353 | 3.9979 | 0.077333 | 0.00010769 | 0.47505 | 0.11113
1354 | 3.9992 | 0.077333 | 0.00010769 | 0.47505 | 0.11113
1355 | 4.0004 | 0.077333 | 0.00010769 | 0.47505 | 0.11113
1356 | 4.0017 | 0.077333 | 0.00010769 | 0.47505 | 0.11113
1357 | 4.003 | 0.077333 | 0.00010769 | 0.47505 | 0.11113
1358 | 4.0043 | 0.077333 | 0.00010769 | 0.47505 | 0.11113
1359 | 4.0056 | 0.077333 | 0.00010769 | 0.47505 | 0.11113
1360 | 4.0069 | 0.077332 | 0.00010769 | 0.47505 | 0.11113
1361 | 4.0082 | 0.077332 | 0.00010769 | 0.47505 | 0.11113
1362 | 4.0095 | 0.077332 | 0.00010769 | 0.47505 | 0.11113
1363 | 4.0108 | 0.077332 | 0.00010769 | 0.47505 | 0.11113
1364 | 4.012 | 0.077333 | 0.00010769 | 0.47505 | 0.11113
1365 | 4.0133 | 0.077333 | 0.00010769 | 0.47505 | 0.11113
1366 | 4.0146 | 0.077333 | 0.00010769 | 0.47505 | 0.11113
1367 | 4.0159 | 0.077333 | 0.00010769 | 0.47505 | 0.11113
1368 | 4.0172 | 0.077333 | 0.00010769 | 0.47505 | 0.11113
1369 | 4.0185 | 0.077333 | 0.00010769 | 0.47505 | 0.11113
1370 | 4.0198 | 0.077333 | 0.00010769 | 0.47505 | 0.11113
1371 | 4.0211 | 0.077333 | 0.00010769 | 0.47505 | 0.11113
1372 | 4.0224 | 0.077333 | 0.00010769 | 0.47505 | 0.11113
1373 | 4.0236 | 0.077333 | 0.00010769 | 0.47505 | 0.11113
1374 | 4.0249 | 0.077333 | 0.00010769 | 0.47505 | 0.11113
1375 | 4.0262 | 0.077333 | 0.00010769 | 0.47505 | 0.11113
1376 | 4.0275 | 0.077333 | 0.00010769 | 0.47505 | 0.11113
1377 | 4.0288 | 0.077333 | 0.00010769 | 0.47505 | 0.11113
1378 | 4.0301 | 0.077333 | 0.00010769 | 0.47505 | 0.11113
1379 | 4.0314 | 0.077333 | 0.00010769 | 0.47505 | 0.11113
1380 | 4.0327 | 0.077333 | 0.00010769 | 0.47505 | 0.11113
1381 | 4.034 | 0.077333 | 0.00010769 | 0.47505 | 0.11113
1382 | 4.0352 | 0.077333 | 0.00010769 | 0.47505 | 0.11113
1383 | 4.0365 | 0.077333 | 0.00010769 | 0.47505 | 0.11113
1384 | 4.0378 | 0.077333 | 0.00010769 | 0.47505 | 0.11113
1385 | 4.0391 | 0.077333 | 0.00010769 | 0.47505 | 0.11113
1386 | 4.0404 | 0.077333 | 0.00010769 | 0.47505 | 0.11113
1387 | 4.0417 | 0.077333 | 0.00010769 | 0.47505 | 0.11113
1388 | 4.043 | 0.077333 | 0.00010769 | 0.47505 | 0.11113
1389 | 4.0443 | 0.077333 | 0.00010769 | 0.47505 | 0.11113
1390 | 4.0456 | 0.077333 | 0.00010769 | 0.47505 | 0.11113
1391 | 4.0468 | 0.077333 | 0.00010769 | 0.47505 | 0.11113
1392 | 4.0481 | 0.077333 | 0.00010769 | 0.47505 | 0.11113
1393 | 4.0494 | 0.077333 | 0.00010769 | 0.47505 | 0.11113
1394 | 4.0507 | 0.077333 | 0.00010769 | 0.47505 | 0.11113
1395 | 4.052 | 0.077333 | 0.00010769 | 0.47505 | 0.11113
1396 | 4.0533 | 0.077333 | 0.00010769 | 0.47505 | 0.11113
1397 | 4.0546 | 0.077333 | 0.00010769 | 0.47505 | 0.11113
1398 | 4.0559 | 0.077333 | 0.00010769 | 0.47505 | 0.11113
1399 | 4.0572 | 0.077333 | 0.00010769 | 0.47505 | 0.11113
1400 | 4.0584 | 0.077333 | 0.00010769 | 0.47505 | 0.11113
1401 | 4.0597 | 0.077333 | 0.00010769 | 0.47505 | 0.11113
1402 | 4.061 | 0.077333 | 0.00010769 | 0.47505 | 0.11113
1403 | 4.0623 | 0.077333 | 0.00010769 | 0.47505 | 0.11113
1404 | 4.0636 | 0.077333 | 0.00010769 | 0.47505 | 0.11113
1405 | 4.0649 | 0.077333 | 0.00010769 | 0.47505 | 0.11113
1406 | 4.0662 | 0.077333 | 0.00010769 | 0.47505 | 0.11113
1407 | 4.0675 | 0.077333 | 0.00010769 | 0.47505 | 0.11113
1408 | 4.0688 | 0.077333 | 0.00010769 | 0.47505 | 0.11113
1409 | 4.07 | 0.077333 | 0.00010769 | 0.47505 | 0.11113
1410 | 4.0713 | 0.077333 | 0.00010769 | 0.47505 | 0.11113
1411 | 4.0726 | 0.077333 | 0.00010769 | 0.47505 | 0.11113
1412 | 4.0739 | 0.077333 | 0.00010769 | 0.47505 | 0.11113
1413 | 4.0752 | 0.077333 | 0.00010769 | 0.47505 | 0.11113
1414 | 4.0765 | 0.077333 | 0.00010769 | 0.47505 | 0.11113
1415 | 4.0778 | 0.077333 | 0.00010769 | 0.47505 | 0.11113
1416 | 4.0791 | 0.077333 | 0.00010769 | 0.47505 | 0.11113
1417 | 4.0804 | 0.077333 | 0.00010769 | 0.47505 | 0.11113
1418 | 4.0816 | 0.077333 | 0.00010769 | 0.47505 | 0.11113
1419 | 4.0829 | 0.077333 | 0.00010769 | 0.47505 | 0.11113
1420 | 4.0842 | 0.077333 | 0.00010769 | 0.47505 | 0.11113
1421 | 4.0855 | 0.077333 | 0.00010769 | 0.47505 | 0.11113
1422 | 4.0868 | 0.077333 | 0.00010769 | 0.47505 | 0.11113
1423 | 4.0881 | 0.077333 | 0.00010769 | 0.47505 | 0.11113
1424 | 4.0894 | 0.077333 | 0.00010769 | 0.47505 | 0.11113
1425 | 4.0907 | 0.077333 | 0.00010769 | 0.47505 | 0.11113
1426 | 4.092 | 0.077333 | 0.00010769 | 0.47505 | 0.11113
1427 | 4.0932 | 0.077333 | 0.00010769 | 0.47505 | 0.11113
1428 | 4.0945 | 0.077333 | 0.00010769 | 0.47505 | 0.11113
1429 | 4.0958 | 0.077333 | 0.00010769 | 0.47505 | 0.11113
1430 | 4.0971 | 0.077333 | 0.00010769 | 0.47505 | 0.11113
1431 | 4.0984 | 0.077333 | 0.00010769 | 0.47505 | 0.11113
1432 | 4.0997 | 0.077333 | 0.00010769 | 0.47505 | 0.11113
1433 | 4.101 | 0.077333 | 0.00010769 | 0.47505 | 0.11113
1434 | 4.1023 | 0.077333 | 0.00010769 | 0.47505 | 0.11113
1435 | 4.1036 | 0.077333 | 0.00010769 | 0.47505 | 0.11113
1436 | 4.1048 | 0.077333 | 0.00010769 | 0.47505 | 0.11113
1437 | 4.1061 | 0.077333 | 0.00010769 | 0.47505 | 0.11113
1438 | 4.1074 | 0.077333 | 0.00010769 | 0.47505 | 0.11113
1439 | 4.1087 | 0.077333 | 0.00010769 | 0.47505 | 0.11113
1440 | 4.11 | 0.077333 | 0.00010769 | 0.47505 | 0.11113
1441 | 4.11 | 0.070889 | 0.00010769 | 0.47505 | 0.10187
1442 | 4.11 | 0.064444 | 9.2308e-05 | 0.47505 | 0.092605
1443 | 4.11 | 0.058 | 7.6923e-05 | 0.47504 | 0.083343
1444 | 4.11 | 0.051556 | 7.6923e-05 | 0.47504 | 0.074083
1445 | 4.11 | 0.045111 | 6.1538e-05 | 0.47503 | 0.064821
1446 | 4.11 | 0.038667 | 4.6154e-05 | 0.47502 | 0.05556
1447 | 4.11 | 0.032222 | 4.6154e-05 | 0.47502 | 0.0463
1448 | 4.11 | 0.025778 | 3.0769e-05 | 0.47502 | 0.037039
1449 | 4.11 | 0.019333 | 1.5385e-05 | 0.47501 | 0.027779
1450 | 4.11 | 0.012889 | 1.5385e-05 | 0.47501 | 0.018519
1451 | 4.11 | 0.0064444 | 0 | 0.475 | 0.0092596
1452 | 4.11 | 0 | 0 | 0.475 | 0
1453 | 4.11 | 0 | 0 | 0.475 | 0
1454 | 4.11 | 0 | 0 | 0.475 | 0
1455 | 4.11 | 0 | 0 | 0.475 | 0
1456 | 4.11 | 0 | 0 | 0.475 | 0
1457 | 4.11 | 0 | 0 | 0.475 | 0
1458 | 4.11 | 0 | 0 | 0.475 | 0
1459 | 4.11 | 0 | 0 | 0.475 | 0
1460 | 4.11 | 0 | 0 | 0.475 | 0
1461 | 4.11 | 0 | 0 | 0.475 | 0
1462 | 4.11 | 0 | 0 | 0.475 | 0
1463 | 4.11 | 0 | 0 | 0.475 | 0
1464 | 4.11 | 0 | 0 | 0.475 | 0
1465 | 4.11 | 0 | 0 | 0.475 | 0
1466 | 4.11 | 0 | 0 | 0.475 | 0
1467 | 4.11 | 0 | 0 | 0.475 | 0
1468 | 4.11 | 0 | 0 | 0.475 | 0
1469 | 4.11 | 0 | 0 | 0.475 | 0
1470 | 4.11 | 0 | 0 | 0.475 | 0
1471 | 4.11 | 0 | 0 | 0.475 | 0
1472 | 4.11 | 0 | 0 | 0.475 | 0
1473 | 4.11 | 0 | 0 | 0.475 | 0
1474 | 4.11 | 0 | 0 | 0.475 | 0
1475 | 4.11 | 0 | 0 | 0.475 | 0
1476 | 4.11 | 0 | 0 | 0.475 | 0
1477 | 4.11 | 0 | 0 | 0.475 | 0
1478 | 4.11 | 0 | 0 | 0.475 | 0
1479 | 4.11 | 0 | 0 | 0.475 | 0
1480 | 4.11 | 0 | 0 | 0.475 | 0
1481 | 4.11 | 0 | 0 | 0.475 | 0
1482 | 4.11 | 0 | 0 | 0.475 | 0
1483 | 4.11 | 0 | 0 | 0.475 | 0
1484 | 4.11 | 0 | 0 | 0.475 | 0
1485 | 4.11 | 0 | 0 | 0.475 | 0
1486 | 4.11 | 0 | 0 | 0.475 | 0
1487 | 4.11 | 0 | 0 | 0.475 | 0
1488 | 4.11 | 0 | 0 | 0.475 | 0
1489 | 4.11 | 0 | 0 | 0.475 | 0
1490 | 4.11 | 0 | 0 | 0.475 | 0
1491 | 4.11 | 0 | 0 | 0.475 | 0
1492 | 4.11 | 0 | 0 | 0.475 | 0
1493 | 4.11 | 0 | 0 | 0.475 | 0
1494 | 4.11 | 0 | 0 | 0.475 | 0
1495 | 4.11 | 0 | 0 | 0.475 | 0
1496 | 4.11 | 0 | 0 | 0.475 | 0
1497 | 4.11 | 0 | 0 | 0.475 | 0
1498 | 4.11 | 0 | 0 | 0.475 | 0
1499 | 4.11 | 0 | 0 | 0.475 | 0
1500 | 4.11 | 0 | 0 | 0.475 | 0
Total
22087.0194
Note on B5: Normal limits of 5-300 ac, spreadsheet allows down to 0.1ac
Note on B6: Tc range is from 5-30 mins
Note on B7: Effective Impervious from Exhibits 14a and b in Hydrology Manual
Note on B8: Descriptive Land Use for % Eff Imp from Exhibits 14a and b in Hydrology Manual
Note on B10: Soil type from 1-7 shown on Exhibit 14a and b in Hydrology Manual, obtained from District shapefile
Note on B11: Subarea yield calculated from Exhibit 14a and b Curve Numbers NRCS equation

## Routing (hidden)
Storage Indication Table | Time Step | 60 | sec | Slopes
2S/t + O [R] | Elev ft | Storage (af) | Outflow cfs | dO/dR | dS/dR | dE/dR
0 | 0 | 0 | 0 | 0.035857 | 0.00066401 | 0.033201
6.024 | 0.2 | 0.004 | 0.216 | 0.035857 | 0.00066401 | 0.033201
12.048 | 0.4 | 0.008 | 0.432 | 0.043163 | 0.00065898 | 0.032949
18.118 | 0.6 | 0.012 | 0.694 | 0.05036 | 0.00065402 | 0.032701
24.234 | 0.8 | 0.016 | 1.002 | 0.05036 | 0.00065402 | 0.032701
30.35 | 1 | 0.02 | 1.31 | 0.017591 | 0.00067659 | 0.016915
42.174 | 1.2 | 0.028 | 1.518 | 0.017591 | 0.00067659 | 0.016915
53.998 | 1.4 | 0.036 | 1.726 | 0.020463 | 0.00067461 | 0.022487
62.892 | 1.6 | 0.042 | 1.908 | 0.026157 | 0.00067069 | 0.033535
68.856 | 1.8 | 0.046 | 2.064 | 0.026157 | 0.00067069 | 0.033535
74.82 | 2 | 0.05 | 2.22 | 0.020904 | 0.00067431 | 0.033715
80.752 | 2.2 | 0.054 | 2.344 | 0.020904 | 0.00067431 | 0.033715
86.684 | 2.4 | 0.058 | 2.468 | 0.0083322 | 0.00068297 | 0.013659
101.326 | 2.6 | 0.068 | 2.59 | 0.0051387 | 0.00068517 | 0.0085646
124.678 | 2.8 | 0.084 | 2.71 | 0.0051387 | 0.00068517 | 0.0085646
148.03 | 3 | 0.1 | 2.83 | 0.0035685 | 0.00068625 | 0.0068625
177.174 | 3.2 | 0.12 | 2.934 | 0.0035685 | 0.00068625 | 0.0068625
206.318 | 3.4 | 0.14 | 3.038 | 0.0016578 | 0.00068756 | 0.00076396
468.112 | 3.6 | 0.32 | 3.472 | 0.0015452 | 0.00068764 | 0.00040449
962.556 | 3.8 | 0.66 | 4.236 | 0.0015452 | 0.00068764 | 0.00040449
1457 | 4 | 1 | 5 | 0.0034317 | 0.00068634 | 0.0027454
Delta Elev | 0.2 | Rows | 9
Routing Data from Design Worksheet |  |  |  | dO/dE | dS/dE
1 | 0 | 0 | 0 | 1.08 | 0.02
2 | 0.5 | 0.01 | 0.54 | 1.54 | 0.02
3 | 1 | 0.02 | 1.31 | 1.04 | 0.04
4 | 1.5 | 0.04 | 1.83 | 0.78 | 0.02
5 | 2 | 0.05 | 2.22 | 0.62 | 0.02
6 | 2.5 | 0.06 | 2.53 | 0.6 | 0.08
7 | 3 | 0.1 | 2.83 | 0.52 | 0.1
8 | 3.5 | 0.15 | 3.09 | 3.82 | 1.7
9 | 4 | 1 | 5 | 0 | 0
10 | 0 | 0 | 0 | 0 | 0
11 | 0 | 0 | 0 | 0 | 0
12 | 0 | 0 | 0 | 0 | 0
13 | 0 | 0 | 0 | 0 | 0 |  | 0 | 0 | 0
14 | 0 | 0 | 0 | 0 | 0 |  | 1 | 0.5 | 5
15 | 0 | 0 | 0 | 0 | 0 |  | 5 | 1 | 20
16 | 0 | 0 | 0 | 0 | 0
17 | 0 | 0 | 0 | 0 | 0
18 | 0 | 0 | 0 | 0 | 0
19 | 0 | 0 | 0 | 0 | 0
20 | 0 | 0 | 0 | 0 | 0
21 | 0 | 0 | 0 | 0 | 0

## MassCurves (hidden)
[12 empty] | Name | J | K | Jp | L | No Brch Arr Conejo | Arroyo Las Posas | Carpenteria Coastal | Conejo Creek | Cuyama | Hopper | Lake Casitas | Lower Sespe Pole | Lower Ventura | Malibu Coastal | N Fk Matilija | Arroyo Conejo | Ojai | Oxnard Pln-Nyeland | Prince-Arundell | Revolon-Calleguas | San Anton-CLarga | SCR abv Freeman | SCR to Ocean | SCR-Lower Piru | Sespe Abv Bear | Sespe Abv Grand | Sespe Abv Wheeler | Simi Valley | So Mtn to Moorpark | Todd to Timber | Upper Arroyo Simi | Upper Harmon | Upper Matilija | Upper Piru | Upper Sta Paula Ck | No Brch Arr Conejo | Arroyo Las Posas | Carpenteria Coastal | Conejo Creek | Cuyama | Hopper | Lake Casitas | Lower Sespe Pole | Lower Ventura | Malibu Coastal | N Fk Matilija | Arroyo Conejo | Ojai | Oxnard Pln-Nyeland | Prince-Arundell | Revolon-Calleguas | San Anton-CLarga | SCR abv Freeman | SCR to Ocean | SCR-Lower Piru | Sespe Abv Bear | Sespe Abv Grand | Sespe Abv Wheeler | Simi Valley | So Mtn to Moorpark | Todd to Timber | Upper Arroyo Simi | Upper Harmon | Upper Matilija | Upper Piru | Upper Sta Paula Ck | No Brch Arr Conejo | Arroyo Las Posas | Carpenteria Coastal | Conejo Creek | Cuyama | Hopper | Lake Casitas | Lower Sespe Pole | Lower Ventura | Malibu Coastal | N Fk Matilija | Arroyo Conejo | Ojai | Oxnard Pln-Nyeland | Prince-Arundell | Revolon-Calleguas | San Anton-CLarga | SCR abv Freeman | SCR to Ocean | SCR-Lower Piru | Sespe Abv Bear | Sespe Abv Grand | Sespe Abv Wheeler | Simi Valley | So Mtn to Moorpark | Todd to Timber | Upper Arroyo Simi | Upper Harmon | Upper Matilija | Upper Piru | Upper Sta Paula Ck | No Brch Arr Conejo | Arroyo Las Posas | Carpenteria Coastal | Conejo Creek | Cuyama | Hopper | Lake Casitas | Lower Sespe Pole | Lower Ventura | Malibu Coastal | N Fk Matilija | Arroyo Conejo | Ojai | Oxnard Pln-Nyeland | Prince-Arundell | Revolon-Calleguas | San Anton-CLarga | SCR abv Freeman | SCR to Ocean | SCR-Lower Piru | Sespe Abv Bear | Sespe Abv Grand | Sespe Abv Wheeler | Simi Valley | So Mtn to Moorpark | Todd to Timber | Upper Arroyo Simi | Upper Harmon | Upper Matilija | Upper Piru | Upper Sta Paula Ck
[12 empty] | Zone | J | K | Jp | L | Con2 | ALP1 | Carp1 | Con3 | Cuy1 | Hop1 | Vta4 | Ses4 | Vta6 | Mal1 | Vta2 | Con1 | Vta3 | Rev2 | Prin1 | Rev3 | Vta5 | SCR2 | SCR3 | SCR1 | Ses2 | Ses3 | Ses4 | Simi2 | Rev1 | Todd1 | Simi1 | Harm1 | Vta1 | Piru1 | StaP1 | Con2 | ALP1 | Carp1 | Con3 | Cuy1 | Hop1 | Vta4 | Ses4 | Vta6 | Mal1 | Vta2 | Con1 | Vta3 | Rev2 | Prin1 | Rev3 | Vta5 | SCR2 | SCR3 | SCR1 | Ses2 | Ses3 | Ses4 | Simi2 | Rev1 | Todd1 | Simi1 | Harm1 | Vta1 | Piru1 | StaP1 | Con2 | ALP1 | Carp1 | Con3 | Cuy1 | Hop1 | Vta4 | Ses4 | Vta6 | Mal1 | Vta2 | Con1 | Vta3 | Rev2 | Prin1 | Rev3 | Vta5 | SCR2 | SCR3 | SCR1 | Ses2 | Ses3 | Ses4 | Simi2 | Rev1 | Todd1 | Simi1 | Harm1 | Vta1 | Piru1 | StaP1 | Con2 | ALP1 | Carp1 | Con3 | Cuy1 | Hop1 | Vta4 | Ses4 | Vta6 | Mal1 | Vta2 | Con1 | Vta3 | Rev2 | Prin1 | Rev3 | Vta5 | SCR2 | SCR3 | SCR1 | Ses2 | Ses3 | Ses4 | Simi2 | Rev1 | Todd1 | Simi1 | Harm1 | Vta1 | Piru1 | StaP1
Time min | J_10 | J_100 | J_25 | J_50 | Jp_10 | Jp_100 | Jp_25 | Jp_50 | K_10 | K_100 | K_25 | K_50 | L_10 | L_100 | L_25 | L_50 | Con2_100 | ALP1_100 | Carp1_100 | Con3_100 | Cuy1_100 | Hop1_100 | Vta4_100 | Ses4_100 | Vta6_100 | Mal1_100 | Vta2_100 | Con1_100 | Vta3_100 | Rev2_100 | Prin1_100 | Rev3_100 | Vta5_100 | SCR2_100 | SCR3_100 | SCR1_100 | Ses2_100 | Ses3_100 | Ses4_100 | Simi2_100 | Rev1_100 | Todd1_100 | Simi1_100 | Harm1_100 | Vta1_100 | Piru1_100 | StaP1_100 | Con2_50 | ALP1_50 | Carp1_50 | Con3_50 | Cuy1_50 | Hop1_50 | Vta4_50 | Ses4_50 | Vta6_50 | Mal1_50 | Vta2_50 | Con1_50 | Vta3_50 | Rev2_50 | Prin1_50 | Rev3_50 | Vta5_50 | SCR2_50 | SCR3_50 | SCR1_50 | Ses2_50 | Ses3_50 | Ses4_50 | Simi2_50 | Rev1_50 | Todd1_50 | Simi1_50 | Harm1_50 | Vta1_50 | Piru1_50 | StaP1_50 | Con2_25 | ALP1_25 | Carp1_25 | Con3_25 | Cuy1_25 | Hop1_25 | Vta4_25 | Ses4_25 | Vta6_25 | Mal1_25 | Vta2_25 | Con1_25 | Vta3_25 | Rev2_25 | Prin1_25 | Rev3_25 | Vta5_25 | SCR2_25 | SCR3_25 | SCR1_25 | Ses2_25 | Ses3_25 | Ses4_25 | Simi2_25 | Rev1_25 | Todd1_25 | Simi1_25 | Harm1_25 | Vta1_25 | Piru1_25 | StaP1_25 | Con2_10 | ALP1_10 | Carp1_10 | Con3_10 | Cuy1_10 | Hop1_10 | Vta4_10 | Ses4_10 | Vta6_10 | Mal1_10 | Vta2_10 | Con1_10 | Vta3_10 | Rev2_10 | Prin1_10 | Rev3_10 | Vta5_10 | SCR2_10 | SCR3_10 | SCR1_10 | Ses2_10 | Ses3_10 | Ses4_10 | Simi2_10 | Rev1_10 | Todd1_10 | Simi1_10 | Harm1_10 | Vta1_10 | Piru1_10 | StaP1_10
0 | 0 | 0 | 0 | 0 | 0 | 0 | 0 | 0 | 0 | 0 | 0 | 0 | 0 | 0 | 0 | 0 | 0 | 0 | 0 | 0 | 0 | 0 | 0 | 0 | 0 | 0 | 0 | 0 | 0 | 0 | 0 | 0 | 0 | 0 | 0 | 0 | 0 | 0 | 0 | 0 | 0 | 0 | 0 | 0 | 0 | 0 | 0 | 0 | 0 | 0 | 0 | 0 | 0 | 0 | 0 | 0 | 0 | 0 | 0 | 0 | 0 | 0 | 0 | 0 | 0 | 0 | 0 | 0 | 0 | 0 | 0 | 0 | 0 | 0 | 0 | 0 | 0 | 0 | 0 | 0 | 0 | 0 | 0 | 0 | 0 | 0 | 0 | 0 | 0 | 0 | 0 | 0 | 0 | 0 | 0 | 0 | 0 | 0 | 0 | 0 | 0 | 0 | 0 | 0 | 0 | 0 | 0 | 0 | 0 | 0 | 0 | 0 | 0 | 0 | 0 | 0 | 0 | 0 | 0 | 0 | 0 | 0 | 0 | 0 | 0 | 0 | 0 | 0 | 0 | 0 | 0 | 0 | 0 | 0 | 0 | 0 | 0 | 0 | 0 | 0
1 | 0.00017 | 0.0034814 | 0.00022 | 0.00028 | 0.00050725 | 0.002 | 0.00044 | 0.0005 | 0.001 | 0.0045 | 0.001 | 0.001 | 0.001 | 0.0072 | 0.00092 | 0.0008 | 0.0021264 | 0.0019222 | 0.0032847 | 0.0020264 | 0.0027819 | 0.0045333 | 0.0041972 | 0.0039833 | 0.0028583 | 0.00305 | 0.0046125 | 0.0024792 | 0.0037167 | 0.0018792 | 0.0024236 | 0.0019389 | 0.0032861 | 0.0026681 | 0.0020139 | 0.0034708 | 0.0049708 | 0.0043445 | 0.0060444 | 0.0024931 | 0.0023583 | 0.0033528 | 0.0028556 | 0.0028333 | 0.0060153 | 0.0034125 | 0.0039264 | 0.0019069 | 0.0017208 | 0.0029764 | 0.0017958 | 0.0024403 | 0.0040542 | 0.0036444 | 0.0034875 | 0.0024833 | 0.0026792 | 0.0040153 | 0.0021861 | 0.0032722 | 0.0016875 | 0.0021542 | 0.0017125 | 0.0028958 | 0.0023528 | 0.0018319 | 0.0030722 | 0.0043542 | 0.0037972 | 0.0052069 | 0.0022014 | 0.0020875 | 0.0028972 | 0.0025236 | 0.0025486 | 0.0051806 | 0.0030153 | 0.0033917 | 0.0016764 | 0.0015111 | 0.0025931 | 0.0015806 | 0.0020944 | 0.0035264 | 0.0031583 | 0.0030208 | 0.0021736 | 0.0023333 | 0.003475 | 0.0019014 | 0.0028375 | 0.0014944 | 0.0019181 | 0.0014944 | 0.0025153 | 0.0020611 | 0.0016375 | 0.0026653 | 0.0037681 | 0.0032847 | 0.0044333 | 0.0019333 | 0.0018306 | 0.0024903 | 0.0022319 | 0.0022597 | 0.0044153 | 0.002625 | 0.0029125 | 0.0013611 | 0.0012264 | 0.0020875 | 0.0012889 | 0.0016458 | 0.0028278 | 0.0025208 | 0.0024125 | 0.0017625 | 0.0018736 | 0.0027681 | 0.0015264 | 0.0022722 | 0.0012264 | 0.0015931 | 0.0012111 | 0.0020181 | 0.0016667 | 0.0013667 | 0.0021347 | 0.0030111 | 0.002625 | 0.0034667 | 0.001575 | 0.0014847 | 0.0019764 | 0.0018347 | 0.0018625 | 0.00345 | 0.0021111 | 0.0023153
2 | 0.00034 | 0.0069627 | 0.00044 | 0.00056 | 0.0010145 | 0.004 | 0.00088 | 0.001 | 0.002 | 0.009 | 0.002 | 0.002 | 0.002 | 0.0144 | 0.00184 | 0.0016 | 0.0042528 | 0.0038444 | 0.0065695 | 0.0040528 | 0.0055639 | 0.0090667 | 0.0083944 | 0.0079667 | 0.0057167 | 0.0061 | 0.009225 | 0.0049583 | 0.0074333 | 0.0037583 | 0.0048472 | 0.0038778 | 0.0065722 | 0.0053361 | 0.0040278 | 0.0069417 | 0.0099417 | 0.0086889 | 0.012089 | 0.0049861 | 0.0047167 | 0.0067056 | 0.0057111 | 0.0056667 | 0.012031 | 0.006825 | 0.0078528 | 0.0038139 | 0.0034417 | 0.0059528 | 0.0035917 | 0.0048806 | 0.0081083 | 0.0072889 | 0.006975 | 0.0049667 | 0.0053583 | 0.0080306 | 0.0043722 | 0.0065444 | 0.003375 | 0.0043083 | 0.003425 | 0.0057917 | 0.0047056 | 0.0036639 | 0.0061444 | 0.0087083 | 0.0075944 | 0.010414 | 0.0044028 | 0.004175 | 0.0057944 | 0.0050472 | 0.0050972 | 0.010361 | 0.0060306 | 0.0067833 | 0.0033528 | 0.0030222 | 0.0051861 | 0.0031611 | 0.0041889 | 0.0070528 | 0.0063167 | 0.0060417 | 0.0043472 | 0.0046667 | 0.00695 | 0.0038028 | 0.005675 | 0.0029889 | 0.0038361 | 0.0029889 | 0.0050306 | 0.0041222 | 0.003275 | 0.0053306 | 0.0075361 | 0.0065695 | 0.0088667 | 0.0038667 | 0.0036611 | 0.0049806 | 0.0044639 | 0.0045194 | 0.0088306 | 0.00525 | 0.005825 | 0.0027222 | 0.0024528 | 0.004175 | 0.0025778 | 0.0032917 | 0.0056556 | 0.0050417 | 0.004825 | 0.003525 | 0.0037472 | 0.0055361 | 0.0030528 | 0.0045444 | 0.0024528 | 0.0031861 | 0.0024222 | 0.0040361 | 0.0033333 | 0.0027333 | 0.0042694 | 0.0060222 | 0.00525 | 0.0069333 | 0.00315 | 0.0029694 | 0.0039528 | 0.0036694 | 0.003725 | 0.0069 | 0.0042222 | 0.0046306
3 | 0.00051 | 0.010444 | 0.00066 | 0.00084 | 0.0015217 | 0.006 | 0.00132 | 0.0015 | 0.003 | 0.0135 | 0.003 | 0.003 | 0.003 | 0.0216 | 0.00276 | 0.0024 | 0.0063792 | 0.0057667 | 0.0098542 | 0.0060792 | 0.0083458 | 0.0136 | 0.012592 | 0.01195 | 0.008575 | 0.00915 | 0.013838 | 0.0074375 | 0.01115 | 0.0056375 | 0.0072708 | 0.0058167 | 0.0098583 | 0.0080042 | 0.0060417 | 0.010412 | 0.014912 | 0.013033 | 0.018133 | 0.0074792 | 0.007075 | 0.010058 | 0.0085667 | 0.0085 | 0.018046 | 0.010238 | 0.011779 | 0.0057208 | 0.0051625 | 0.0089292 | 0.0053875 | 0.0073208 | 0.012162 | 0.010933 | 0.010463 | 0.00745 | 0.0080375 | 0.012046 | 0.0065583 | 0.0098167 | 0.0050625 | 0.0064625 | 0.0051375 | 0.0086875 | 0.0070583 | 0.0054958 | 0.0092167 | 0.013062 | 0.011392 | 0.015621 | 0.0066042 | 0.0062625 | 0.0086917 | 0.0075708 | 0.0076458 | 0.015542 | 0.0090458 | 0.010175 | 0.0050292 | 0.0045333 | 0.0077792 | 0.0047417 | 0.0062833 | 0.010579 | 0.009475 | 0.0090625 | 0.0065208 | 0.007 | 0.010425 | 0.0057042 | 0.0085125 | 0.0044833 | 0.0057542 | 0.0044833 | 0.0075458 | 0.0061833 | 0.0049125 | 0.0079958 | 0.011304 | 0.0098542 | 0.0133 | 0.0058 | 0.0054917 | 0.0074708 | 0.0066958 | 0.0067792 | 0.013246 | 0.007875 | 0.0087375 | 0.0040833 | 0.0036792 | 0.0062625 | 0.0038667 | 0.0049375 | 0.0084833 | 0.0075625 | 0.0072375 | 0.0052875 | 0.0056208 | 0.0083042 | 0.0045792 | 0.0068167 | 0.0036792 | 0.0047792 | 0.0036333 | 0.0060542 | 0.005 | 0.0041 | 0.0064042 | 0.0090333 | 0.007875 | 0.0104 | 0.004725 | 0.0044542 | 0.0059292 | 0.0055042 | 0.0055875 | 0.01035 | 0.0063333 | 0.0069458
4 | 0.00068 | 0.013925 | 0.00088 | 0.00112 | 0.002029 | 0.008 | 0.00176 | 0.002 | 0.004 | 0.018 | 0.004 | 0.004 | 0.004 | 0.0288 | 0.00368 | 0.0032 | 0.0085056 | 0.0076889 | 0.013139 | 0.0081056 | 0.011128 | 0.018133 | 0.016789 | 0.015933 | 0.011433 | 0.0122 | 0.01845 | 0.0099167 | 0.014867 | 0.0075167 | 0.0096944 | 0.0077556 | 0.013144 | 0.010672 | 0.0080556 | 0.013883 | 0.019883 | 0.017378 | 0.024178 | 0.0099722 | 0.0094333 | 0.013411 | 0.011422 | 0.011333 | 0.024061 | 0.01365 | 0.015706 | 0.0076278 | 0.0068833 | 0.011906 | 0.0071833 | 0.0097611 | 0.016217 | 0.014578 | 0.01395 | 0.0099333 | 0.010717 | 0.016061 | 0.0087444 | 0.013089 | 0.00675 | 0.0086167 | 0.00685 | 0.011583 | 0.0094111 | 0.0073278 | 0.012289 | 0.017417 | 0.015189 | 0.020828 | 0.0088056 | 0.00835 | 0.011589 | 0.010094 | 0.010194 | 0.020722 | 0.012061 | 0.013567 | 0.0067056 | 0.0060444 | 0.010372 | 0.0063222 | 0.0083778 | 0.014106 | 0.012633 | 0.012083 | 0.0086944 | 0.0093333 | 0.0139 | 0.0076056 | 0.01135 | 0.0059778 | 0.0076722 | 0.0059778 | 0.010061 | 0.0082444 | 0.00655 | 0.010661 | 0.015072 | 0.013139 | 0.017733 | 0.0077333 | 0.0073222 | 0.0099611 | 0.0089278 | 0.0090389 | 0.017661 | 0.0105 | 0.01165 | 0.0054445 | 0.0049056 | 0.00835 | 0.0051556 | 0.0065833 | 0.011311 | 0.010083 | 0.00965 | 0.00705 | 0.0074944 | 0.011072 | 0.0061056 | 0.0090889 | 0.0049056 | 0.0063722 | 0.0048444 | 0.0080722 | 0.0066667 | 0.0054667 | 0.0085389 | 0.012044 | 0.0105 | 0.013867 | 0.0063 | 0.0059389 | 0.0079056 | 0.0073389 | 0.00745 | 0.0138 | 0.0084444 | 0.0092611
5 | 0.00085 | 0.017407 | 0.0011 | 0.0014 | 0.0025362 | 0.01 | 0.0022 | 0.0025 | 0.005 | 0.0225 | 0.005 | 0.005 | 0.005 | 0.036 | 0.0046 | 0.004 | 0.010632 | 0.0096111 | 0.016424 | 0.010132 | 0.01391 | 0.022667 | 0.020986 | 0.019917 | 0.014292 | 0.01525 | 0.023063 | 0.012396 | 0.018583 | 0.0093958 | 0.012118 | 0.0096944 | 0.016431 | 0.01334 | 0.010069 | 0.017354 | 0.024854 | 0.021722 | 0.030222 | 0.012465 | 0.011792 | 0.016764 | 0.014278 | 0.014167 | 0.030076 | 0.017063 | 0.019632 | 0.0095347 | 0.0086042 | 0.014882 | 0.0089792 | 0.012201 | 0.020271 | 0.018222 | 0.017438 | 0.012417 | 0.013396 | 0.020076 | 0.010931 | 0.016361 | 0.0084375 | 0.010771 | 0.0085625 | 0.014479 | 0.011764 | 0.0091597 | 0.015361 | 0.021771 | 0.018986 | 0.026035 | 0.011007 | 0.010438 | 0.014486 | 0.012618 | 0.012743 | 0.025903 | 0.015076 | 0.016958 | 0.0083819 | 0.0075556 | 0.012965 | 0.0079028 | 0.010472 | 0.017632 | 0.015792 | 0.015104 | 0.010868 | 0.011667 | 0.017375 | 0.0095069 | 0.014188 | 0.0074722 | 0.0095903 | 0.0074722 | 0.012576 | 0.010306 | 0.0081875 | 0.013326 | 0.01884 | 0.016424 | 0.022167 | 0.0096667 | 0.0091528 | 0.012451 | 0.01116 | 0.011299 | 0.022076 | 0.013125 | 0.014562 | 0.0068056 | 0.0061319 | 0.010437 | 0.0064444 | 0.0082292 | 0.014139 | 0.012604 | 0.012062 | 0.0088125 | 0.0093681 | 0.01384 | 0.0076319 | 0.011361 | 0.0061319 | 0.0079653 | 0.0060556 | 0.01009 | 0.0083333 | 0.0068333 | 0.010674 | 0.015056 | 0.013125 | 0.017333 | 0.007875 | 0.0074236 | 0.009882 | 0.0091736 | 0.0093125 | 0.01725 | 0.010556 | 0.011576
6 | 0.00102 | 0.020888 | 0.00132 | 0.00168 | 0.0030435 | 0.012 | 0.00264 | 0.003 | 0.006 | 0.027 | 0.006 | 0.006 | 0.006 | 0.0432 | 0.00552 | 0.0048 | 0.012758 | 0.011533 | 0.019708 | 0.012158 | 0.016692 | 0.0272 | 0.025183 | 0.0239 | 0.01715 | 0.0183 | 0.027675 | 0.014875 | 0.0223 | 0.011275 | 0.014542 | 0.011633 | 0.019717 | 0.016008 | 0.012083 | 0.020825 | 0.029825 | 0.026067 | 0.036267 | 0.014958 | 0.01415 | 0.020117 | 0.017133 | 0.017 | 0.036092 | 0.020475 | 0.023558 | 0.011442 | 0.010325 | 0.017858 | 0.010775 | 0.014642 | 0.024325 | 0.021867 | 0.020925 | 0.0149 | 0.016075 | 0.024092 | 0.013117 | 0.019633 | 0.010125 | 0.012925 | 0.010275 | 0.017375 | 0.014117 | 0.010992 | 0.018433 | 0.026125 | 0.022783 | 0.031242 | 0.013208 | 0.012525 | 0.017383 | 0.015142 | 0.015292 | 0.031083 | 0.018092 | 0.02035 | 0.010058 | 0.0090667 | 0.015558 | 0.0094833 | 0.012567 | 0.021158 | 0.01895 | 0.018125 | 0.013042 | 0.014 | 0.02085 | 0.011408 | 0.017025 | 0.0089667 | 0.011508 | 0.0089667 | 0.015092 | 0.012367 | 0.009825 | 0.015992 | 0.022608 | 0.019708 | 0.0266 | 0.0116 | 0.010983 | 0.014942 | 0.013392 | 0.013558 | 0.026492 | 0.01575 | 0.017475 | 0.0081667 | 0.0073583 | 0.012525 | 0.0077333 | 0.009875 | 0.016967 | 0.015125 | 0.014475 | 0.010575 | 0.011242 | 0.016608 | 0.0091583 | 0.013633 | 0.0073583 | 0.0095584 | 0.0072667 | 0.012108 | 0.01 | 0.0082 | 0.012808 | 0.018067 | 0.01575 | 0.0208 | 0.00945 | 0.0089083 | 0.011858 | 0.011008 | 0.011175 | 0.0207 | 0.012667 | 0.013892
7 | 0.00119 | 0.024369 | 0.00154 | 0.00196 | 0.0035507 | 0.014 | 0.00308 | 0.0035 | 0.007 | 0.0315 | 0.007 | 0.007 | 0.007 | 0.0504 | 0.00644 | 0.0056 | 0.014885 | 0.013456 | 0.022993 | 0.014185 | 0.019474 | 0.031733 | 0.029381 | 0.027883 | 0.020008 | 0.02135 | 0.032288 | 0.017354 | 0.026017 | 0.013154 | 0.016965 | 0.013572 | 0.023003 | 0.018676 | 0.014097 | 0.024296 | 0.034796 | 0.030411 | 0.042311 | 0.017451 | 0.016508 | 0.023469 | 0.019989 | 0.019833 | 0.042107 | 0.023888 | 0.027485 | 0.013349 | 0.012046 | 0.020835 | 0.012571 | 0.017082 | 0.028379 | 0.025511 | 0.024413 | 0.017383 | 0.018754 | 0.028107 | 0.015303 | 0.022906 | 0.011812 | 0.015079 | 0.011988 | 0.020271 | 0.016469 | 0.012824 | 0.021506 | 0.030479 | 0.026581 | 0.036449 | 0.01541 | 0.014613 | 0.020281 | 0.017665 | 0.01784 | 0.036264 | 0.021107 | 0.023742 | 0.011735 | 0.010578 | 0.018151 | 0.011064 | 0.014661 | 0.024685 | 0.022108 | 0.021146 | 0.015215 | 0.016333 | 0.024325 | 0.01331 | 0.019863 | 0.010461 | 0.013426 | 0.010461 | 0.017607 | 0.014428 | 0.011462 | 0.018657 | 0.026376 | 0.022993 | 0.031033 | 0.013533 | 0.012814 | 0.017432 | 0.015624 | 0.015818 | 0.030907 | 0.018375 | 0.020387 | 0.0095278 | 0.0085847 | 0.014612 | 0.0090222 | 0.011521 | 0.019794 | 0.017646 | 0.016887 | 0.012338 | 0.013115 | 0.019376 | 0.010685 | 0.015906 | 0.0085847 | 0.011151 | 0.0084778 | 0.014126 | 0.011667 | 0.0095667 | 0.014943 | 0.021078 | 0.018375 | 0.024267 | 0.011025 | 0.010393 | 0.013835 | 0.012843 | 0.013038 | 0.02415 | 0.014778 | 0.016207
8 | 0.00136 | 0.027851 | 0.00176 | 0.00224 | 0.004058 | 0.016 | 0.00352 | 0.004 | 0.008 | 0.036 | 0.008 | 0.008 | 0.008 | 0.0576 | 0.00736 | 0.0064 | 0.017011 | 0.015378 | 0.026278 | 0.016211 | 0.022256 | 0.036267 | 0.033578 | 0.031867 | 0.022867 | 0.0244 | 0.0369 | 0.019833 | 0.029733 | 0.015033 | 0.019389 | 0.015511 | 0.026289 | 0.021344 | 0.016111 | 0.027767 | 0.039767 | 0.034756 | 0.048356 | 0.019944 | 0.018867 | 0.026822 | 0.022844 | 0.022667 | 0.048122 | 0.0273 | 0.031411 | 0.015256 | 0.013767 | 0.023811 | 0.014367 | 0.019522 | 0.032433 | 0.029156 | 0.0279 | 0.019867 | 0.021433 | 0.032122 | 0.017489 | 0.026178 | 0.0135 | 0.017233 | 0.0137 | 0.023167 | 0.018822 | 0.014656 | 0.024578 | 0.034833 | 0.030378 | 0.041656 | 0.017611 | 0.0167 | 0.023178 | 0.020189 | 0.020389 | 0.041444 | 0.024122 | 0.027133 | 0.013411 | 0.012089 | 0.020744 | 0.012644 | 0.016756 | 0.028211 | 0.025267 | 0.024167 | 0.017389 | 0.018667 | 0.0278 | 0.015211 | 0.0227 | 0.011956 | 0.015344 | 0.011956 | 0.020122 | 0.016489 | 0.0131 | 0.021322 | 0.030144 | 0.026278 | 0.035467 | 0.015467 | 0.014644 | 0.019922 | 0.017856 | 0.018078 | 0.035322 | 0.021 | 0.0233 | 0.010889 | 0.0098111 | 0.0167 | 0.010311 | 0.013167 | 0.022622 | 0.020167 | 0.0193 | 0.0141 | 0.014989 | 0.022144 | 0.012211 | 0.018178 | 0.0098111 | 0.012744 | 0.0096889 | 0.016144 | 0.013333 | 0.010933 | 0.017078 | 0.024089 | 0.021 | 0.027733 | 0.0126 | 0.011878 | 0.015811 | 0.014678 | 0.0149 | 0.0276 | 0.016889 | 0.018522
9 | 0.00153 | 0.031332 | 0.00198 | 0.00252 | 0.0045652 | 0.018 | 0.00396 | 0.0045 | 0.009 | 0.0405 | 0.009 | 0.009 | 0.009 | 0.0648 | 0.00828 | 0.0072 | 0.019138 | 0.0173 | 0.029563 | 0.018237 | 0.025038 | 0.0408 | 0.037775 | 0.03585 | 0.025725 | 0.02745 | 0.041513 | 0.022313 | 0.03345 | 0.016912 | 0.021812 | 0.01745 | 0.029575 | 0.024012 | 0.018125 | 0.031237 | 0.044737 | 0.0391 | 0.0544 | 0.022437 | 0.021225 | 0.030175 | 0.0257 | 0.0255 | 0.054137 | 0.030713 | 0.035338 | 0.017162 | 0.015487 | 0.026787 | 0.016163 | 0.021962 | 0.036487 | 0.0328 | 0.031388 | 0.02235 | 0.024113 | 0.036138 | 0.019675 | 0.02945 | 0.015187 | 0.019388 | 0.015413 | 0.026062 | 0.021175 | 0.016487 | 0.02765 | 0.039187 | 0.034175 | 0.046863 | 0.019813 | 0.018788 | 0.026075 | 0.022713 | 0.022937 | 0.046625 | 0.027138 | 0.030525 | 0.015088 | 0.0136 | 0.023338 | 0.014225 | 0.01885 | 0.031737 | 0.028425 | 0.027188 | 0.019562 | 0.021 | 0.031275 | 0.017113 | 0.025538 | 0.01345 | 0.017262 | 0.01345 | 0.022638 | 0.01855 | 0.014737 | 0.023987 | 0.033912 | 0.029563 | 0.0399 | 0.0174 | 0.016475 | 0.022412 | 0.020088 | 0.020338 | 0.039738 | 0.023625 | 0.026212 | 0.01225 | 0.011038 | 0.018787 | 0.0116 | 0.014812 | 0.02545 | 0.022688 | 0.021712 | 0.015863 | 0.016863 | 0.024913 | 0.013737 | 0.02045 | 0.011038 | 0.014338 | 0.0109 | 0.018163 | 0.015 | 0.0123 | 0.019213 | 0.0271 | 0.023625 | 0.0312 | 0.014175 | 0.013363 | 0.017788 | 0.016512 | 0.016763 | 0.03105 | 0.019 | 0.020838
10 | 0.0017 | 0.034814 | 0.0022 | 0.0028 | 0.0050725 | 0.02 | 0.0044 | 0.005 | 0.01 | 0.045 | 0.01 | 0.01 | 0.01 | 0.072 | 0.0092 | 0.008 | 0.021264 | 0.019222 | 0.032847 | 0.020264 | 0.027819 | 0.045333 | 0.041972 | 0.039833 | 0.028583 | 0.0305 | 0.046125 | 0.024792 | 0.037167 | 0.018792 | 0.024236 | 0.019389 | 0.032861 | 0.026681 | 0.020139 | 0.034708 | 0.049708 | 0.043445 | 0.060444 | 0.024931 | 0.023583 | 0.033528 | 0.028556 | 0.028333 | 0.060153 | 0.034125 | 0.039264 | 0.019069 | 0.017208 | 0.029764 | 0.017958 | 0.024403 | 0.040542 | 0.036444 | 0.034875 | 0.024833 | 0.026792 | 0.040153 | 0.021861 | 0.032722 | 0.016875 | 0.021542 | 0.017125 | 0.028958 | 0.023528 | 0.018319 | 0.030722 | 0.043542 | 0.037972 | 0.052069 | 0.022014 | 0.020875 | 0.028972 | 0.025236 | 0.025486 | 0.051806 | 0.030153 | 0.033917 | 0.016764 | 0.015111 | 0.025931 | 0.015806 | 0.020944 | 0.035264 | 0.031583 | 0.030208 | 0.021736 | 0.023333 | 0.03475 | 0.019014 | 0.028375 | 0.014944 | 0.019181 | 0.014944 | 0.025153 | 0.020611 | 0.016375 | 0.026653 | 0.037681 | 0.032847 | 0.044333 | 0.019333 | 0.018306 | 0.024903 | 0.022319 | 0.022597 | 0.044153 | 0.02625 | 0.029125 | 0.013611 | 0.012264 | 0.020875 | 0.012889 | 0.016458 | 0.028278 | 0.025208 | 0.024125 | 0.017625 | 0.018736 | 0.027681 | 0.015264 | 0.022722 | 0.012264 | 0.015931 | 0.012111 | 0.020181 | 0.016667 | 0.013667 | 0.021347 | 0.030111 | 0.02625 | 0.034667 | 0.01575 | 0.014847 | 0.019764 | 0.018347 | 0.018625 | 0.0345 | 0.021111 | 0.023153
11 | 0.00187 | 0.038295 | 0.00242 | 0.00308 | 0.0055797 | 0.022 | 0.00484 | 0.0055 | 0.011 | 0.0495 | 0.011 | 0.011 | 0.011 | 0.0792 | 0.01012 | 0.0088 | 0.02339 | 0.021144 | 0.036132 | 0.02229 | 0.030601 | 0.049867 | 0.046169 | 0.043817 | 0.031442 | 0.03355 | 0.050738 | 0.027271 | 0.040883 | 0.020671 | 0.02666 | 0.021328 | 0.036147 | 0.029349 | 0.022153 | 0.038179 | 0.054679 | 0.047789 | 0.066489 | 0.027424 | 0.025942 | 0.036881 | 0.031411 | 0.031167 | 0.066168 | 0.037538 | 0.04319 | 0.020976 | 0.018929 | 0.03274 | 0.019754 | 0.026843 | 0.044596 | 0.040089 | 0.038363 | 0.027317 | 0.029471 | 0.044168 | 0.024047 | 0.035994 | 0.018562 | 0.023696 | 0.018838 | 0.031854 | 0.025881 | 0.020151 | 0.033794 | 0.047896 | 0.041769 | 0.057276 | 0.024215 | 0.022963 | 0.031869 | 0.02776 | 0.028035 | 0.056986 | 0.033168 | 0.037308 | 0.01844 | 0.016622 | 0.028524 | 0.017386 | 0.023039 | 0.03879 | 0.034742 | 0.033229 | 0.02391 | 0.025667 | 0.038225 | 0.020915 | 0.031213 | 0.016439 | 0.021099 | 0.016439 | 0.027668 | 0.022672 | 0.018012 | 0.029318 | 0.041449 | 0.036132 | 0.048767 | 0.021267 | 0.020136 | 0.027393 | 0.024551 | 0.024857 | 0.048568 | 0.028875 | 0.032037 | 0.014972 | 0.01349 | 0.022962 | 0.014178 | 0.018104 | 0.031106 | 0.027729 | 0.026537 | 0.019388 | 0.02061 | 0.030449 | 0.01679 | 0.024994 | 0.01349 | 0.017524 | 0.013322 | 0.022199 | 0.018333 | 0.015033 | 0.023482 | 0.033122 | 0.028875 | 0.038133 | 0.017325 | 0.016332 | 0.02174 | 0.020182 | 0.020488 | 0.03795 | 0.023222 | 0.025468
12 | 0.00204 | 0.041776 | 0.00264 | 0.00336 | 0.006087 | 0.024 | 0.00528 | 0.006 | 0.012 | 0.054 | 0.012 | 0.012 | 0.012 | 0.0864 | 0.01104 | 0.0096 | 0.025517 | 0.023067 | 0.039417 | 0.024317 | 0.033383 | 0.0544 | 0.050367 | 0.0478 | 0.0343 | 0.0366 | 0.05535 | 0.02975 | 0.0446 | 0.02255 | 0.029083 | 0.023267 | 0.039433 | 0.032017 | 0.024167 | 0.04165 | 0.05965 | 0.052133 | 0.072533 | 0.029917 | 0.0283 | 0.040233 | 0.034267 | 0.034 | 0.072183 | 0.04095 | 0.047117 | 0.022883 | 0.02065 | 0.035717 | 0.02155 | 0.029283 | 0.04865 | 0.043733 | 0.04185 | 0.0298 | 0.03215 | 0.048183 | 0.026233 | 0.039267 | 0.02025 | 0.02585 | 0.02055 | 0.03475 | 0.028233 | 0.021983 | 0.036867 | 0.05225 | 0.045567 | 0.062483 | 0.026417 | 0.02505 | 0.034767 | 0.030283 | 0.030583 | 0.062167 | 0.036183 | 0.0407 | 0.020117 | 0.018133 | 0.031117 | 0.018967 | 0.025133 | 0.042317 | 0.0379 | 0.03625 | 0.026083 | 0.028 | 0.0417 | 0.022817 | 0.03405 | 0.017933 | 0.023017 | 0.017933 | 0.030183 | 0.024733 | 0.01965 | 0.031983 | 0.045217 | 0.039417 | 0.0532 | 0.0232 | 0.021967 | 0.029883 | 0.026783 | 0.027117 | 0.052983 | 0.0315 | 0.03495 | 0.016333 | 0.014717 | 0.02505 | 0.015467 | 0.01975 | 0.033933 | 0.03025 | 0.02895 | 0.02115 | 0.022483 | 0.033217 | 0.018317 | 0.027267 | 0.014717 | 0.019117 | 0.014533 | 0.024217 | 0.02 | 0.0164 | 0.025617 | 0.036133 | 0.0315 | 0.0416 | 0.0189 | 0.017817 | 0.023717 | 0.022017 | 0.02235 | 0.0414 | 0.025333 | 0.027783
13 | 0.00221 | 0.045258 | 0.00286 | 0.00364 | 0.0065942 | 0.026 | 0.00572 | 0.0065 | 0.013 | 0.0585 | 0.013 | 0.013 | 0.013 | 0.0936 | 0.01196 | 0.0104 | 0.027643 | 0.024989 | 0.042701 | 0.026343 | 0.036165 | 0.058933 | 0.054564 | 0.051783 | 0.037158 | 0.03965 | 0.059963 | 0.032229 | 0.048317 | 0.024429 | 0.031507 | 0.025206 | 0.042719 | 0.034685 | 0.026181 | 0.045121 | 0.064621 | 0.056478 | 0.078578 | 0.03241 | 0.030658 | 0.043586 | 0.037122 | 0.036833 | 0.078199 | 0.044363 | 0.051043 | 0.02479 | 0.022371 | 0.038693 | 0.023346 | 0.031724 | 0.052704 | 0.047378 | 0.045338 | 0.032283 | 0.034829 | 0.052199 | 0.028419 | 0.042539 | 0.021937 | 0.028004 | 0.022263 | 0.037646 | 0.030586 | 0.023815 | 0.039939 | 0.056604 | 0.049364 | 0.06769 | 0.028618 | 0.027138 | 0.037664 | 0.032807 | 0.033132 | 0.067347 | 0.039199 | 0.044092 | 0.021793 | 0.019644 | 0.03371 | 0.020547 | 0.027228 | 0.045843 | 0.041058 | 0.039271 | 0.028257 | 0.030333 | 0.045175 | 0.024718 | 0.036888 | 0.019428 | 0.024935 | 0.019428 | 0.032699 | 0.026794 | 0.021287 | 0.034649 | 0.048985 | 0.042701 | 0.057633 | 0.025133 | 0.023797 | 0.032374 | 0.029015 | 0.029376 | 0.057399 | 0.034125 | 0.037862 | 0.017694 | 0.015943 | 0.027137 | 0.016756 | 0.021396 | 0.036761 | 0.032771 | 0.031362 | 0.022913 | 0.024357 | 0.035985 | 0.019843 | 0.029539 | 0.015943 | 0.02071 | 0.015744 | 0.026235 | 0.021667 | 0.017767 | 0.027751 | 0.039144 | 0.034125 | 0.045067 | 0.020475 | 0.019301 | 0.025693 | 0.023851 | 0.024213 | 0.04485 | 0.027444 | 0.030099
14 | 0.00238 | 0.048739 | 0.00308 | 0.00392 | 0.0071014 | 0.028 | 0.00616 | 0.007 | 0.014 | 0.063 | 0.014 | 0.014 | 0.014 | 0.1008 | 0.01288 | 0.0112 | 0.029769 | 0.026911 | 0.045986 | 0.028369 | 0.038947 | 0.063467 | 0.058761 | 0.055767 | 0.040017 | 0.0427 | 0.064575 | 0.034708 | 0.052033 | 0.026308 | 0.033931 | 0.027144 | 0.046005 | 0.037353 | 0.028194 | 0.048592 | 0.069592 | 0.060822 | 0.084622 | 0.034903 | 0.033017 | 0.046939 | 0.039978 | 0.039667 | 0.084214 | 0.047775 | 0.05497 | 0.026697 | 0.024092 | 0.041669 | 0.025142 | 0.034164 | 0.056758 | 0.051022 | 0.048825 | 0.034767 | 0.037508 | 0.056214 | 0.030606 | 0.045811 | 0.023625 | 0.030158 | 0.023975 | 0.040542 | 0.032939 | 0.025647 | 0.043011 | 0.060958 | 0.053161 | 0.072897 | 0.030819 | 0.029225 | 0.040561 | 0.035331 | 0.035681 | 0.072528 | 0.042214 | 0.047483 | 0.023469 | 0.021156 | 0.036303 | 0.022128 | 0.029322 | 0.049369 | 0.044217 | 0.042292 | 0.030431 | 0.032667 | 0.04865 | 0.026619 | 0.039725 | 0.020922 | 0.026853 | 0.020922 | 0.035214 | 0.028856 | 0.022925 | 0.037314 | 0.052753 | 0.045986 | 0.062067 | 0.027067 | 0.025628 | 0.034864 | 0.031247 | 0.031636 | 0.061814 | 0.03675 | 0.040775 | 0.019056 | 0.017169 | 0.029225 | 0.018044 | 0.023042 | 0.039589 | 0.035292 | 0.033775 | 0.024675 | 0.026231 | 0.038753 | 0.021369 | 0.031811 | 0.017169 | 0.022303 | 0.016956 | 0.028253 | 0.023333 | 0.019133 | 0.029886 | 0.042156 | 0.03675 | 0.048533 | 0.02205 | 0.020786 | 0.027669 | 0.025686 | 0.026075 | 0.0483 | 0.029556 | 0.032414
15 | 0.00255 | 0.05222 | 0.0033 | 0.0042 | 0.0076087 | 0.03 | 0.0066 | 0.0075 | 0.015 | 0.0675 | 0.015 | 0.015 | 0.015 | 0.108 | 0.0138 | 0.012 | 0.031896 | 0.028833 | 0.049271 | 0.030396 | 0.041729 | 0.068 | 0.062958 | 0.05975 | 0.042875 | 0.04575 | 0.069188 | 0.037188 | 0.05575 | 0.028187 | 0.036354 | 0.029083 | 0.049292 | 0.040021 | 0.030208 | 0.052062 | 0.074562 | 0.065167 | 0.090667 | 0.037396 | 0.035375 | 0.050292 | 0.042833 | 0.0425 | 0.090229 | 0.051188 | 0.058896 | 0.028604 | 0.025812 | 0.044646 | 0.026938 | 0.036604 | 0.060812 | 0.054667 | 0.052313 | 0.03725 | 0.040188 | 0.060229 | 0.032792 | 0.049083 | 0.025312 | 0.032313 | 0.025688 | 0.043437 | 0.035292 | 0.027479 | 0.046083 | 0.065312 | 0.056958 | 0.078104 | 0.033021 | 0.031313 | 0.043458 | 0.037854 | 0.038229 | 0.077708 | 0.045229 | 0.050875 | 0.025146 | 0.022667 | 0.038896 | 0.023708 | 0.031417 | 0.052896 | 0.047375 | 0.045313 | 0.032604 | 0.035 | 0.052125 | 0.028521 | 0.042563 | 0.022417 | 0.028771 | 0.022417 | 0.037729 | 0.030917 | 0.024562 | 0.039979 | 0.056521 | 0.049271 | 0.0665 | 0.029 | 0.027458 | 0.037354 | 0.033479 | 0.033896 | 0.066229 | 0.039375 | 0.043687 | 0.020417 | 0.018396 | 0.031312 | 0.019333 | 0.024687 | 0.042417 | 0.037813 | 0.036187 | 0.026438 | 0.028104 | 0.041521 | 0.022896 | 0.034083 | 0.018396 | 0.023896 | 0.018167 | 0.030271 | 0.025 | 0.0205 | 0.032021 | 0.045167 | 0.039375 | 0.052 | 0.023625 | 0.022271 | 0.029646 | 0.027521 | 0.027938 | 0.05175 | 0.031667 | 0.034729
16 | 0.00272 | 0.055702 | 0.00352 | 0.00448 | 0.0081159 | 0.032 | 0.00704 | 0.008 | 0.016 | 0.072 | 0.016 | 0.016 | 0.016 | 0.1152 | 0.01472 | 0.0128 | 0.034022 | 0.030756 | 0.052556 | 0.032422 | 0.044511 | 0.072533 | 0.067156 | 0.063733 | 0.045733 | 0.0488 | 0.0738 | 0.039667 | 0.059467 | 0.030067 | 0.038778 | 0.031022 | 0.052578 | 0.042689 | 0.032222 | 0.055533 | 0.079533 | 0.069511 | 0.096711 | 0.039889 | 0.037733 | 0.053644 | 0.045689 | 0.045333 | 0.096244 | 0.0546 | 0.062822 | 0.030511 | 0.027533 | 0.047622 | 0.028733 | 0.039044 | 0.064867 | 0.058311 | 0.0558 | 0.039733 | 0.042867 | 0.064245 | 0.034978 | 0.052356 | 0.027 | 0.034467 | 0.0274 | 0.046333 | 0.037644 | 0.029311 | 0.049156 | 0.069667 | 0.060756 | 0.083311 | 0.035222 | 0.0334 | 0.046356 | 0.040378 | 0.040778 | 0.082889 | 0.048244 | 0.054267 | 0.026822 | 0.024178 | 0.041489 | 0.025289 | 0.033511 | 0.056422 | 0.050533 | 0.048333 | 0.034778 | 0.037333 | 0.0556 | 0.030422 | 0.0454 | 0.023911 | 0.030689 | 0.023911 | 0.040244 | 0.032978 | 0.0262 | 0.042644 | 0.060289 | 0.052556 | 0.070933 | 0.030933 | 0.029289 | 0.039844 | 0.035711 | 0.036156 | 0.070644 | 0.042 | 0.0466 | 0.021778 | 0.019622 | 0.0334 | 0.020622 | 0.026333 | 0.045244 | 0.040333 | 0.0386 | 0.0282 | 0.029978 | 0.044289 | 0.024422 | 0.036356 | 0.019622 | 0.025489 | 0.019378 | 0.032289 | 0.026667 | 0.021867 | 0.034156 | 0.048178 | 0.042 | 0.055467 | 0.0252 | 0.023756 | 0.031622 | 0.029356 | 0.0298 | 0.0552 | 0.033778 | 0.037044
17 | 0.00289 | 0.059183 | 0.00374 | 0.00476 | 0.0086232 | 0.034 | 0.00748 | 0.0085 | 0.017 | 0.0765 | 0.017 | 0.017 | 0.017 | 0.1224 | 0.01564 | 0.0136 | 0.036149 | 0.032678 | 0.05584 | 0.034449 | 0.047293 | 0.077067 | 0.071353 | 0.067717 | 0.048592 | 0.05185 | 0.078413 | 0.042146 | 0.063183 | 0.031946 | 0.041201 | 0.032961 | 0.055864 | 0.045357 | 0.034236 | 0.059004 | 0.084504 | 0.073856 | 0.10276 | 0.042382 | 0.040092 | 0.056997 | 0.048544 | 0.048167 | 0.10226 | 0.058013 | 0.066749 | 0.032418 | 0.029254 | 0.050599 | 0.030529 | 0.041485 | 0.068921 | 0.061955 | 0.059288 | 0.042217 | 0.045546 | 0.06826 | 0.037164 | 0.055628 | 0.028687 | 0.036621 | 0.029113 | 0.049229 | 0.039997 | 0.031143 | 0.052228 | 0.074021 | 0.064553 | 0.088518 | 0.037424 | 0.035488 | 0.049253 | 0.042901 | 0.043326 | 0.088069 | 0.05126 | 0.057658 | 0.028499 | 0.025689 | 0.044082 | 0.026869 | 0.035606 | 0.059949 | 0.053692 | 0.051354 | 0.036951 | 0.039667 | 0.059075 | 0.032324 | 0.048238 | 0.025406 | 0.032607 | 0.025406 | 0.04276 | 0.035039 | 0.027837 | 0.04531 | 0.064057 | 0.05584 | 0.075367 | 0.032867 | 0.031119 | 0.042335 | 0.037943 | 0.038415 | 0.07506 | 0.044625 | 0.049512 | 0.023139 | 0.020849 | 0.035487 | 0.021911 | 0.027979 | 0.048072 | 0.042854 | 0.041012 | 0.029963 | 0.031851 | 0.047057 | 0.025949 | 0.038628 | 0.020849 | 0.027082 | 0.020589 | 0.034307 | 0.028333 | 0.023233 | 0.03629 | 0.051189 | 0.044625 | 0.058933 | 0.026775 | 0.02524 | 0.033599 | 0.03119 | 0.031663 | 0.05865 | 0.035889 | 0.03936
18 | 0.00306 | 0.062664 | 0.00396 | 0.00504 | 0.0091304 | 0.036 | 0.00792 | 0.009 | 0.018 | 0.081 | 0.018 | 0.018 | 0.018 | 0.1296 | 0.01656 | 0.0144 | 0.038275 | 0.0346 | 0.059125 | 0.036475 | 0.050075 | 0.0816 | 0.07555 | 0.0717 | 0.05145 | 0.0549 | 0.083025 | 0.044625 | 0.0669 | 0.033825 | 0.043625 | 0.0349 | 0.05915 | 0.048025 | 0.03625 | 0.062475 | 0.089475 | 0.0782 | 0.1088 | 0.044875 | 0.04245 | 0.06035 | 0.0514 | 0.051 | 0.10827 | 0.061425 | 0.070675 | 0.034325 | 0.030975 | 0.053575 | 0.032325 | 0.043925 | 0.072975 | 0.0656 | 0.062775 | 0.0447 | 0.048225 | 0.072275 | 0.03935 | 0.0589 | 0.030375 | 0.038775 | 0.030825 | 0.052125 | 0.04235 | 0.032975 | 0.0553 | 0.078375 | 0.06835 | 0.093725 | 0.039625 | 0.037575 | 0.05215 | 0.045425 | 0.045875 | 0.09325 | 0.054275 | 0.06105 | 0.030175 | 0.0272 | 0.046675 | 0.02845 | 0.0377 | 0.063475 | 0.05685 | 0.054375 | 0.039125 | 0.042 | 0.06255 | 0.034225 | 0.051075 | 0.0269 | 0.034525 | 0.0269 | 0.045275 | 0.0371 | 0.029475 | 0.047975 | 0.067825 | 0.059125 | 0.0798 | 0.0348 | 0.03295 | 0.044825 | 0.040175 | 0.040675 | 0.079475 | 0.04725 | 0.052425 | 0.0245 | 0.022075 | 0.037575 | 0.0232 | 0.029625 | 0.0509 | 0.045375 | 0.043425 | 0.031725 | 0.033725 | 0.049825 | 0.027475 | 0.0409 | 0.022075 | 0.028675 | 0.0218 | 0.036325 | 0.03 | 0.0246 | 0.038425 | 0.0542 | 0.04725 | 0.0624 | 0.02835 | 0.026725 | 0.035575 | 0.033025 | 0.033525 | 0.0621 | 0.038 | 0.041675
19 | 0.00323 | 0.066146 | 0.00418 | 0.00532 | 0.0096377 | 0.038 | 0.00836 | 0.0095 | 0.019 | 0.0855 | 0.019 | 0.019 | 0.019 | 0.1368 | 0.01748 | 0.0152 | 0.040401 | 0.036522 | 0.06241 | 0.038501 | 0.052857 | 0.086133 | 0.079747 | 0.075683 | 0.054308 | 0.05795 | 0.087638 | 0.047104 | 0.070617 | 0.035704 | 0.046049 | 0.036839 | 0.062436 | 0.050693 | 0.038264 | 0.065946 | 0.094446 | 0.082545 | 0.11484 | 0.047368 | 0.044808 | 0.063703 | 0.054256 | 0.053833 | 0.11429 | 0.064838 | 0.074601 | 0.036232 | 0.032696 | 0.056551 | 0.034121 | 0.046365 | 0.077029 | 0.069244 | 0.066263 | 0.047183 | 0.050904 | 0.07629 | 0.041536 | 0.062172 | 0.032062 | 0.040929 | 0.032538 | 0.055021 | 0.044703 | 0.034807 | 0.058372 | 0.082729 | 0.072147 | 0.098932 | 0.041826 | 0.039663 | 0.055047 | 0.047949 | 0.048424 | 0.098431 | 0.05729 | 0.064442 | 0.031851 | 0.028711 | 0.049268 | 0.030031 | 0.039794 | 0.067001 | 0.060008 | 0.057396 | 0.041299 | 0.044333 | 0.066025 | 0.036126 | 0.053913 | 0.028394 | 0.036443 | 0.028394 | 0.04779 | 0.039161 | 0.031112 | 0.05064 | 0.071593 | 0.06241 | 0.084234 | 0.036733 | 0.034781 | 0.047315 | 0.042407 | 0.042935 | 0.08389 | 0.049875 | 0.055337 | 0.025861 | 0.023301 | 0.039662 | 0.024489 | 0.031271 | 0.053728 | 0.047896 | 0.045837 | 0.033488 | 0.035599 | 0.052593 | 0.029001 | 0.043172 | 0.023301 | 0.030268 | 0.023011 | 0.038343 | 0.031667 | 0.025967 | 0.04056 | 0.057211 | 0.049875 | 0.065867 | 0.029925 | 0.02821 | 0.037551 | 0.03486 | 0.035388 | 0.06555 | 0.040111 | 0.04399
20 | 0.0034 | 0.069627 | 0.0044 | 0.0056 | 0.010145 | 0.04 | 0.0088 | 0.01 | 0.02 | 0.09 | 0.02 | 0.02 | 0.02 | 0.144 | 0.0184 | 0.016 | 0.042528 | 0.038444 | 0.065695 | 0.040528 | 0.055639 | 0.090667 | 0.083944 | 0.079667 | 0.057167 | 0.061 | 0.09225 | 0.049583 | 0.074333 | 0.037583 | 0.048472 | 0.038778 | 0.065722 | 0.053361 | 0.040278 | 0.069417 | 0.099417 | 0.086889 | 0.12089 | 0.049861 | 0.047167 | 0.067056 | 0.057111 | 0.056667 | 0.12031 | 0.06825 | 0.078528 | 0.038139 | 0.034417 | 0.059528 | 0.035917 | 0.048806 | 0.081083 | 0.072889 | 0.06975 | 0.049667 | 0.053583 | 0.080306 | 0.043722 | 0.065444 | 0.03375 | 0.043083 | 0.03425 | 0.057917 | 0.047056 | 0.036639 | 0.061444 | 0.087083 | 0.075944 | 0.10414 | 0.044028 | 0.04175 | 0.057944 | 0.050472 | 0.050972 | 0.10361 | 0.060306 | 0.067833 | 0.033528 | 0.030222 | 0.051861 | 0.031611 | 0.041889 | 0.070528 | 0.063167 | 0.060417 | 0.043472 | 0.046667 | 0.0695 | 0.038028 | 0.05675 | 0.029889 | 0.038361 | 0.029889 | 0.050306 | 0.041222 | 0.03275 | 0.053306 | 0.075361 | 0.065695 | 0.088667 | 0.038667 | 0.036611 | 0.049806 | 0.044639 | 0.045194 | 0.088306 | 0.0525 | 0.05825 | 0.027222 | 0.024528 | 0.04175 | 0.025778 | 0.032917 | 0.056556 | 0.050417 | 0.04825 | 0.03525 | 0.037472 | 0.055361 | 0.030528 | 0.045444 | 0.024528 | 0.031861 | 0.024222 | 0.040361 | 0.033333 | 0.027333 | 0.042694 | 0.060222 | 0.0525 | 0.069333 | 0.0315 | 0.029694 | 0.039528 | 0.036694 | 0.03725 | 0.069 | 0.042222 | 0.046306
21 | 0.00357 | 0.073108 | 0.00462 | 0.00588 | 0.010652 | 0.042 | 0.00924 | 0.0105 | 0.021 | 0.0945 | 0.021 | 0.021 | 0.021 | 0.1512 | 0.01932 | 0.0168 | 0.044654 | 0.040367 | 0.068979 | 0.042554 | 0.058421 | 0.0952 | 0.088142 | 0.08365 | 0.060025 | 0.06405 | 0.096863 | 0.052063 | 0.07805 | 0.039462 | 0.050896 | 0.040717 | 0.069008 | 0.056029 | 0.042292 | 0.072887 | 0.10439 | 0.091233 | 0.12693 | 0.052354 | 0.049525 | 0.070408 | 0.059967 | 0.0595 | 0.12632 | 0.071663 | 0.082454 | 0.040046 | 0.036137 | 0.062504 | 0.037713 | 0.051246 | 0.085137 | 0.076533 | 0.073238 | 0.05215 | 0.056263 | 0.084321 | 0.045908 | 0.068717 | 0.035437 | 0.045238 | 0.035963 | 0.060812 | 0.049408 | 0.038471 | 0.064517 | 0.091437 | 0.079742 | 0.10935 | 0.046229 | 0.043838 | 0.060842 | 0.052996 | 0.053521 | 0.10879 | 0.063321 | 0.071225 | 0.035204 | 0.031733 | 0.054454 | 0.033192 | 0.043983 | 0.074054 | 0.066325 | 0.063438 | 0.045646 | 0.049 | 0.072975 | 0.039929 | 0.059588 | 0.031383 | 0.040279 | 0.031383 | 0.052821 | 0.043283 | 0.034387 | 0.055971 | 0.079129 | 0.068979 | 0.0931 | 0.0406 | 0.038442 | 0.052296 | 0.046871 | 0.047454 | 0.092721 | 0.055125 | 0.061162 | 0.028583 | 0.025754 | 0.043837 | 0.027067 | 0.034562 | 0.059383 | 0.052938 | 0.050662 | 0.037013 | 0.039346 | 0.058129 | 0.032054 | 0.047717 | 0.025754 | 0.033454 | 0.025433 | 0.042379 | 0.035 | 0.0287 | 0.044829 | 0.063233 | 0.055125 | 0.0728 | 0.033075 | 0.031179 | 0.041504 | 0.038529 | 0.039113 | 0.07245 | 0.044333 | 0.048621
22 | 0.00374 | 0.07659 | 0.00484 | 0.00616 | 0.011159 | 0.044 | 0.00968 | 0.011 | 0.022 | 0.099 | 0.022 | 0.022 | 0.022 | 0.1584 | 0.02024 | 0.0176 | 0.046781 | 0.042289 | 0.072264 | 0.044581 | 0.061203 | 0.099733 | 0.092339 | 0.087633 | 0.062883 | 0.0671 | 0.10148 | 0.054542 | 0.081767 | 0.041342 | 0.053319 | 0.042656 | 0.072294 | 0.058697 | 0.044306 | 0.076358 | 0.10936 | 0.095578 | 0.13298 | 0.054847 | 0.051883 | 0.073761 | 0.062822 | 0.062333 | 0.13234 | 0.075075 | 0.086381 | 0.041953 | 0.037858 | 0.065481 | 0.039508 | 0.053686 | 0.089192 | 0.080178 | 0.076725 | 0.054633 | 0.058942 | 0.088336 | 0.048094 | 0.071989 | 0.037125 | 0.047392 | 0.037675 | 0.063708 | 0.051761 | 0.040303 | 0.067589 | 0.095792 | 0.083539 | 0.11455 | 0.048431 | 0.045925 | 0.063739 | 0.055519 | 0.056069 | 0.11397 | 0.066336 | 0.074617 | 0.036881 | 0.033244 | 0.057047 | 0.034772 | 0.046078 | 0.07758 | 0.069483 | 0.066458 | 0.047819 | 0.051333 | 0.07645 | 0.041831 | 0.062425 | 0.032878 | 0.042197 | 0.032878 | 0.055336 | 0.045344 | 0.036025 | 0.058636 | 0.082897 | 0.072264 | 0.097534 | 0.042533 | 0.040272 | 0.054786 | 0.049103 | 0.049714 | 0.097136 | 0.05775 | 0.064075 | 0.029944 | 0.026981 | 0.045925 | 0.028356 | 0.036208 | 0.062211 | 0.055458 | 0.053075 | 0.038775 | 0.041219 | 0.060897 | 0.033581 | 0.049989 | 0.026981 | 0.035047 | 0.026644 | 0.044397 | 0.036667 | 0.030067 | 0.046964 | 0.066244 | 0.05775 | 0.076267 | 0.03465 | 0.032664 | 0.043481 | 0.040364 | 0.040975 | 0.0759 | 0.046444 | 0.050936
23 | 0.00391 | 0.080071 | 0.00506 | 0.00644 | 0.011667 | 0.046 | 0.01012 | 0.0115 | 0.023 | 0.1035 | 0.023 | 0.023 | 0.023 | 0.1656 | 0.02116 | 0.0184 | 0.048907 | 0.044211 | 0.075549 | 0.046607 | 0.063985 | 0.10427 | 0.096536 | 0.091617 | 0.065742 | 0.07015 | 0.10609 | 0.057021 | 0.085483 | 0.043221 | 0.055743 | 0.044594 | 0.07558 | 0.061365 | 0.046319 | 0.079829 | 0.11433 | 0.099922 | 0.13902 | 0.05734 | 0.054242 | 0.077114 | 0.065678 | 0.065167 | 0.13835 | 0.078488 | 0.090307 | 0.04386 | 0.039579 | 0.068457 | 0.041304 | 0.056126 | 0.093246 | 0.083822 | 0.080213 | 0.057117 | 0.061621 | 0.092351 | 0.050281 | 0.075261 | 0.038812 | 0.049546 | 0.039388 | 0.066604 | 0.054114 | 0.042135 | 0.070661 | 0.10015 | 0.087336 | 0.11976 | 0.050632 | 0.048013 | 0.066636 | 0.058043 | 0.058618 | 0.11915 | 0.069351 | 0.078008 | 0.038557 | 0.034756 | 0.05964 | 0.036353 | 0.048172 | 0.081107 | 0.072642 | 0.069479 | 0.049993 | 0.053667 | 0.079925 | 0.043732 | 0.065263 | 0.034372 | 0.044115 | 0.034372 | 0.057851 | 0.047406 | 0.037662 | 0.061301 | 0.086665 | 0.075549 | 0.10197 | 0.044467 | 0.042103 | 0.057276 | 0.051335 | 0.051974 | 0.10155 | 0.060375 | 0.066987 | 0.031306 | 0.028207 | 0.048012 | 0.029644 | 0.037854 | 0.065039 | 0.057979 | 0.055487 | 0.040538 | 0.043093 | 0.063665 | 0.035107 | 0.052261 | 0.028207 | 0.03664 | 0.027856 | 0.046415 | 0.038333 | 0.031433 | 0.049099 | 0.069255 | 0.060375 | 0.079733 | 0.036225 | 0.034149 | 0.045457 | 0.042199 | 0.042838 | 0.07935 | 0.048556 | 0.053251
24 | 0.00408 | 0.083552 | 0.00528 | 0.00672 | 0.012174 | 0.048 | 0.01056 | 0.012 | 0.024 | 0.108 | 0.024 | 0.024 | 0.024 | 0.1728 | 0.02208 | 0.0192 | 0.051033 | 0.046133 | 0.078833 | 0.048633 | 0.066767 | 0.1088 | 0.10073 | 0.0956 | 0.0686 | 0.0732 | 0.1107 | 0.0595 | 0.0892 | 0.0451 | 0.058167 | 0.046533 | 0.078867 | 0.064033 | 0.048333 | 0.0833 | 0.1193 | 0.10427 | 0.14507 | 0.059833 | 0.0566 | 0.080467 | 0.068533 | 0.068 | 0.14437 | 0.0819 | 0.094233 | 0.045767 | 0.0413 | 0.071433 | 0.0431 | 0.058567 | 0.0973 | 0.087467 | 0.0837 | 0.0596 | 0.0643 | 0.096367 | 0.052467 | 0.078533 | 0.0405 | 0.0517 | 0.0411 | 0.0695 | 0.056467 | 0.043967 | 0.073733 | 0.1045 | 0.091133 | 0.12497 | 0.052833 | 0.0501 | 0.069533 | 0.060567 | 0.061167 | 0.12433 | 0.072367 | 0.0814 | 0.040233 | 0.036267 | 0.062233 | 0.037933 | 0.050267 | 0.084633 | 0.0758 | 0.0725 | 0.052167 | 0.056 | 0.0834 | 0.045633 | 0.0681 | 0.035867 | 0.046033 | 0.035867 | 0.060367 | 0.049467 | 0.0393 | 0.063967 | 0.090433 | 0.078833 | 0.1064 | 0.0464 | 0.043933 | 0.059767 | 0.053567 | 0.054233 | 0.10597 | 0.063 | 0.0699 | 0.032667 | 0.029433 | 0.0501 | 0.030933 | 0.0395 | 0.067867 | 0.0605 | 0.0579 | 0.0423 | 0.044967 | 0.066433 | 0.036633 | 0.054533 | 0.029433 | 0.038233 | 0.029067 | 0.048433 | 0.04 | 0.0328 | 0.051233 | 0.072267 | 0.063 | 0.0832 | 0.0378 | 0.035633 | 0.047433 | 0.044033 | 0.0447 | 0.0828 | 0.050667 | 0.055567
25 | 0.00425 | 0.087034 | 0.0055 | 0.007 | 0.012681 | 0.05 | 0.011 | 0.0125 | 0.025 | 0.1125 | 0.025 | 0.025 | 0.025 | 0.18 | 0.023 | 0.02 | 0.05316 | 0.048056 | 0.082118 | 0.05066 | 0.069549 | 0.11333 | 0.10493 | 0.099583 | 0.071458 | 0.07625 | 0.11531 | 0.061979 | 0.092917 | 0.046979 | 0.06059 | 0.048472 | 0.082153 | 0.066701 | 0.050347 | 0.086771 | 0.12427 | 0.10861 | 0.15111 | 0.062326 | 0.058958 | 0.08382 | 0.071389 | 0.070833 | 0.15038 | 0.085313 | 0.09816 | 0.047674 | 0.043021 | 0.07441 | 0.044896 | 0.061007 | 0.10135 | 0.091111 | 0.087188 | 0.062083 | 0.066979 | 0.10038 | 0.054653 | 0.081806 | 0.042187 | 0.053854 | 0.042813 | 0.072396 | 0.05882 | 0.045799 | 0.076806 | 0.10885 | 0.09493 | 0.13017 | 0.055035 | 0.052188 | 0.072431 | 0.06309 | 0.063715 | 0.12951 | 0.075382 | 0.084792 | 0.04191 | 0.037778 | 0.064826 | 0.039514 | 0.052361 | 0.08816 | 0.078958 | 0.075521 | 0.05434 | 0.058333 | 0.086875 | 0.047535 | 0.070938 | 0.037361 | 0.047951 | 0.037361 | 0.062882 | 0.051528 | 0.040937 | 0.066632 | 0.094201 | 0.082118 | 0.11083 | 0.048333 | 0.045764 | 0.062257 | 0.055799 | 0.056493 | 0.11038 | 0.065625 | 0.072812 | 0.034028 | 0.03066 | 0.052187 | 0.032222 | 0.041146 | 0.070694 | 0.063021 | 0.060312 | 0.044063 | 0.04684 | 0.069201 | 0.03816 | 0.056806 | 0.03066 | 0.039826 | 0.030278 | 0.050451 | 0.041667 | 0.034167 | 0.053368 | 0.075278 | 0.065625 | 0.086667 | 0.039375 | 0.037118 | 0.04941 | 0.045868 | 0.046563 | 0.08625 | 0.052778 | 0.057882
26 | 0.00442 | 0.090515 | 0.00572 | 0.00728 | 0.013188 | 0.052 | 0.01144 | 0.013 | 0.026 | 0.117 | 0.026 | 0.026 | 0.026 | 0.1872 | 0.02392 | 0.0208 | 0.055286 | 0.049978 | 0.085403 | 0.052686 | 0.072331 | 0.11787 | 0.10913 | 0.10357 | 0.074317 | 0.0793 | 0.11993 | 0.064458 | 0.096633 | 0.048858 | 0.063014 | 0.050411 | 0.085439 | 0.069369 | 0.052361 | 0.090242 | 0.12924 | 0.11296 | 0.15716 | 0.064819 | 0.061317 | 0.087172 | 0.074244 | 0.073667 | 0.1564 | 0.088725 | 0.10209 | 0.049581 | 0.044742 | 0.077386 | 0.046692 | 0.063447 | 0.10541 | 0.094755 | 0.090675 | 0.064567 | 0.069658 | 0.1044 | 0.056839 | 0.085078 | 0.043875 | 0.056008 | 0.044525 | 0.075292 | 0.061172 | 0.047631 | 0.079878 | 0.11321 | 0.098728 | 0.13538 | 0.057236 | 0.054275 | 0.075328 | 0.065614 | 0.066264 | 0.13469 | 0.078397 | 0.088183 | 0.043586 | 0.039289 | 0.06742 | 0.041094 | 0.054456 | 0.091686 | 0.082117 | 0.078542 | 0.056514 | 0.060667 | 0.09035 | 0.049436 | 0.073775 | 0.038856 | 0.049869 | 0.038856 | 0.065397 | 0.053589 | 0.042575 | 0.069297 | 0.097969 | 0.085403 | 0.11527 | 0.050267 | 0.047594 | 0.064747 | 0.058031 | 0.058753 | 0.1148 | 0.06825 | 0.075725 | 0.035389 | 0.031886 | 0.054275 | 0.033511 | 0.042792 | 0.073522 | 0.065542 | 0.062725 | 0.045825 | 0.048714 | 0.071969 | 0.039686 | 0.059078 | 0.031886 | 0.04142 | 0.031489 | 0.052469 | 0.043333 | 0.035533 | 0.055503 | 0.078289 | 0.06825 | 0.090133 | 0.04095 | 0.038603 | 0.051386 | 0.047703 | 0.048425 | 0.0897 | 0.054889 | 0.060197
27 | 0.00459 | 0.093997 | 0.00594 | 0.00756 | 0.013696 | 0.054 | 0.01188 | 0.0135 | 0.027 | 0.1215 | 0.027 | 0.027 | 0.027 | 0.1944 | 0.02484 | 0.0216 | 0.057413 | 0.0519 | 0.088688 | 0.054712 | 0.075113 | 0.1224 | 0.11333 | 0.10755 | 0.077175 | 0.08235 | 0.12454 | 0.066938 | 0.10035 | 0.050737 | 0.065437 | 0.05235 | 0.088725 | 0.072037 | 0.054375 | 0.093712 | 0.13421 | 0.1173 | 0.1632 | 0.067312 | 0.063675 | 0.090525 | 0.0771 | 0.0765 | 0.16241 | 0.092138 | 0.10601 | 0.051487 | 0.046462 | 0.080362 | 0.048488 | 0.065887 | 0.10946 | 0.0984 | 0.094163 | 0.06705 | 0.072338 | 0.10841 | 0.059025 | 0.08835 | 0.045562 | 0.058163 | 0.046238 | 0.078187 | 0.063525 | 0.049462 | 0.08295 | 0.11756 | 0.10252 | 0.14059 | 0.059438 | 0.056363 | 0.078225 | 0.068138 | 0.068812 | 0.13988 | 0.081413 | 0.091575 | 0.045263 | 0.0408 | 0.070013 | 0.042675 | 0.05655 | 0.095212 | 0.085275 | 0.081563 | 0.058687 | 0.063 | 0.093825 | 0.051338 | 0.076613 | 0.04035 | 0.051787 | 0.04035 | 0.067913 | 0.05565 | 0.044212 | 0.071962 | 0.10174 | 0.088688 | 0.1197 | 0.0522 | 0.049425 | 0.067237 | 0.060263 | 0.061013 | 0.11921 | 0.070875 | 0.078637 | 0.03675 | 0.033113 | 0.056362 | 0.0348 | 0.044437 | 0.07635 | 0.068063 | 0.065137 | 0.047588 | 0.050588 | 0.074738 | 0.041212 | 0.06135 | 0.033113 | 0.043013 | 0.0327 | 0.054488 | 0.045 | 0.0369 | 0.057638 | 0.0813 | 0.070875 | 0.0936 | 0.042525 | 0.040088 | 0.053363 | 0.049537 | 0.050288 | 0.09315 | 0.057 | 0.062513
28 | 0.00476 | 0.097478 | 0.00616 | 0.00784 | 0.014203 | 0.056 | 0.01232 | 0.014 | 0.028 | 0.126 | 0.028 | 0.028 | 0.028 | 0.2016 | 0.02576 | 0.0224 | 0.059539 | 0.053822 | 0.091972 | 0.056739 | 0.077895 | 0.12693 | 0.11752 | 0.11153 | 0.080033 | 0.0854 | 0.12915 | 0.069417 | 0.10407 | 0.052617 | 0.067861 | 0.054289 | 0.092011 | 0.074706 | 0.056389 | 0.097183 | 0.13918 | 0.12164 | 0.16924 | 0.069806 | 0.066033 | 0.093878 | 0.079956 | 0.079333 | 0.16843 | 0.09555 | 0.10994 | 0.053394 | 0.048183 | 0.083339 | 0.050283 | 0.068328 | 0.11352 | 0.10204 | 0.09765 | 0.069533 | 0.075017 | 0.11243 | 0.061211 | 0.091622 | 0.04725 | 0.060317 | 0.04795 | 0.081083 | 0.065878 | 0.051294 | 0.086022 | 0.12192 | 0.10632 | 0.14579 | 0.061639 | 0.05845 | 0.081122 | 0.070661 | 0.071361 | 0.14506 | 0.084428 | 0.094967 | 0.046939 | 0.042311 | 0.072606 | 0.044256 | 0.058644 | 0.098739 | 0.088433 | 0.084583 | 0.060861 | 0.065333 | 0.0973 | 0.053239 | 0.07945 | 0.041844 | 0.053705 | 0.041844 | 0.070428 | 0.057711 | 0.04585 | 0.074628 | 0.10551 | 0.091972 | 0.12413 | 0.054133 | 0.051255 | 0.069728 | 0.062494 | 0.063272 | 0.12363 | 0.0735 | 0.08155 | 0.038111 | 0.034339 | 0.05845 | 0.036089 | 0.046083 | 0.079178 | 0.070583 | 0.06755 | 0.04935 | 0.052461 | 0.077506 | 0.042739 | 0.063622 | 0.034339 | 0.044606 | 0.033911 | 0.056506 | 0.046667 | 0.038267 | 0.059772 | 0.084311 | 0.0735 | 0.097067 | 0.0441 | 0.041572 | 0.055339 | 0.051372 | 0.05215 | 0.0966 | 0.059111 | 0.064828
29 | 0.00493 | 0.10096 | 0.00638 | 0.00812 | 0.01471 | 0.058 | 0.01276 | 0.0145 | 0.029 | 0.1305 | 0.029 | 0.029 | 0.029 | 0.2088 | 0.02668 | 0.0232 | 0.061665 | 0.055745 | 0.095257 | 0.058765 | 0.080676 | 0.13147 | 0.12172 | 0.11552 | 0.082892 | 0.08845 | 0.13376 | 0.071896 | 0.10778 | 0.054496 | 0.070285 | 0.056228 | 0.095297 | 0.077374 | 0.058403 | 0.10065 | 0.14415 | 0.12599 | 0.17529 | 0.072299 | 0.068392 | 0.097231 | 0.082811 | 0.082167 | 0.17444 | 0.098963 | 0.11387 | 0.055301 | 0.049904 | 0.086315 | 0.052079 | 0.070768 | 0.11757 | 0.10569 | 0.10114 | 0.072017 | 0.077696 | 0.11644 | 0.063397 | 0.094894 | 0.048937 | 0.062471 | 0.049663 | 0.083979 | 0.068231 | 0.053126 | 0.089094 | 0.12627 | 0.11012 | 0.151 | 0.06384 | 0.060538 | 0.084019 | 0.073185 | 0.07391 | 0.15024 | 0.087443 | 0.098358 | 0.048615 | 0.043822 | 0.075199 | 0.045836 | 0.060739 | 0.10227 | 0.091592 | 0.087604 | 0.063035 | 0.067667 | 0.10077 | 0.05514 | 0.082288 | 0.043339 | 0.055624 | 0.043339 | 0.072943 | 0.059772 | 0.047487 | 0.077293 | 0.10927 | 0.095257 | 0.12857 | 0.056067 | 0.053086 | 0.072218 | 0.064726 | 0.065532 | 0.12804 | 0.076125 | 0.084462 | 0.039472 | 0.035565 | 0.060537 | 0.037378 | 0.047729 | 0.082006 | 0.073104 | 0.069962 | 0.051113 | 0.054335 | 0.080274 | 0.044265 | 0.065894 | 0.035565 | 0.046199 | 0.035122 | 0.058524 | 0.048333 | 0.039633 | 0.061907 | 0.087322 | 0.076125 | 0.10053 | 0.045675 | 0.043057 | 0.057315 | 0.053207 | 0.054013 | 0.10005 | 0.061222 | 0.067143
30 | 0.0051 | 0.10444 | 0.0066 | 0.0084 | 0.015217 | 0.06 | 0.0132 | 0.015 | 0.03 | 0.135 | 0.03 | 0.03 | 0.03 | 0.216 | 0.0276 | 0.024 | 0.063792 | 0.057667 | 0.098542 | 0.060792 | 0.083458 | 0.136 | 0.12592 | 0.1195 | 0.08575 | 0.0915 | 0.13838 | 0.074375 | 0.1115 | 0.056375 | 0.072708 | 0.058167 | 0.098583 | 0.080042 | 0.060417 | 0.10412 | 0.14912 | 0.13033 | 0.18133 | 0.074792 | 0.07075 | 0.10058 | 0.085667 | 0.085 | 0.18046 | 0.10238 | 0.11779 | 0.057208 | 0.051625 | 0.089292 | 0.053875 | 0.073208 | 0.12162 | 0.10933 | 0.10463 | 0.0745 | 0.080375 | 0.12046 | 0.065583 | 0.098167 | 0.050625 | 0.064625 | 0.051375 | 0.086875 | 0.070583 | 0.054958 | 0.092167 | 0.13062 | 0.11392 | 0.15621 | 0.066042 | 0.062625 | 0.086917 | 0.075708 | 0.076458 | 0.15542 | 0.090458 | 0.10175 | 0.050292 | 0.045333 | 0.077792 | 0.047417 | 0.062833 | 0.10579 | 0.09475 | 0.090625 | 0.065208 | 0.07 | 0.10425 | 0.057042 | 0.085125 | 0.044833 | 0.057542 | 0.044833 | 0.075458 | 0.061833 | 0.049125 | 0.079958 | 0.11304 | 0.098542 | 0.133 | 0.058 | 0.054917 | 0.074708 | 0.066958 | 0.067792 | 0.13246 | 0.07875 | 0.087375 | 0.040833 | 0.036792 | 0.062625 | 0.038667 | 0.049375 | 0.084833 | 0.075625 | 0.072375 | 0.052875 | 0.056208 | 0.083042 | 0.045792 | 0.068167 | 0.036792 | 0.047792 | 0.036333 | 0.060542 | 0.05 | 0.041 | 0.064042 | 0.090333 | 0.07875 | 0.104 | 0.04725 | 0.044542 | 0.059292 | 0.055042 | 0.055875 | 0.1035 | 0.063333 | 0.069458
31 | 0.00527 | 0.10792 | 0.00682 | 0.00868 | 0.015725 | 0.062 | 0.01364 | 0.0155 | 0.031 | 0.1395 | 0.031 | 0.031 | 0.031 | 0.2232 | 0.02852 | 0.0248 | 0.065918 | 0.059589 | 0.10183 | 0.062818 | 0.08624 | 0.14053 | 0.13011 | 0.12348 | 0.088608 | 0.09455 | 0.14299 | 0.076854 | 0.11522 | 0.058254 | 0.075132 | 0.060106 | 0.10187 | 0.08271 | 0.062431 | 0.1076 | 0.1541 | 0.13468 | 0.18738 | 0.077285 | 0.073108 | 0.10394 | 0.088522 | 0.087833 | 0.18647 | 0.10579 | 0.12172 | 0.059115 | 0.053346 | 0.092268 | 0.055671 | 0.075649 | 0.12568 | 0.11298 | 0.10811 | 0.076983 | 0.083054 | 0.12447 | 0.067769 | 0.10144 | 0.052312 | 0.066779 | 0.053088 | 0.089771 | 0.072936 | 0.05679 | 0.095239 | 0.13498 | 0.11771 | 0.16142 | 0.068243 | 0.064713 | 0.089814 | 0.078232 | 0.079007 | 0.1606 | 0.093474 | 0.10514 | 0.051968 | 0.046844 | 0.080385 | 0.048997 | 0.064928 | 0.10932 | 0.097908 | 0.093646 | 0.067382 | 0.072333 | 0.10772 | 0.058943 | 0.087963 | 0.046328 | 0.05946 | 0.046328 | 0.077974 | 0.063894 | 0.050762 | 0.082624 | 0.11681 | 0.10183 | 0.13743 | 0.059933 | 0.056747 | 0.077199 | 0.06919 | 0.070051 | 0.13687 | 0.081375 | 0.090287 | 0.042194 | 0.038018 | 0.064712 | 0.039956 | 0.051021 | 0.087661 | 0.078146 | 0.074787 | 0.054638 | 0.058082 | 0.08581 | 0.047318 | 0.070439 | 0.038018 | 0.049385 | 0.037544 | 0.06256 | 0.051667 | 0.042367 | 0.066176 | 0.093344 | 0.081375 | 0.10747 | 0.048825 | 0.046026 | 0.061268 | 0.056876 | 0.057738 | 0.10695 | 0.065444 | 0.071774
32 | 0.00544 | 0.1114 | 0.00704 | 0.00896 | 0.016232 | 0.064 | 0.01408 | 0.016 | 0.032 | 0.144 | 0.032 | 0.032 | 0.032 | 0.2304 | 0.02944 | 0.0256 | 0.068044 | 0.061511 | 0.10511 | 0.064844 | 0.089022 | 0.14507 | 0.13431 | 0.12747 | 0.091467 | 0.0976 | 0.1476 | 0.079333 | 0.11893 | 0.060133 | 0.077556 | 0.062044 | 0.10516 | 0.085378 | 0.064444 | 0.11107 | 0.15907 | 0.13902 | 0.19342 | 0.079778 | 0.075467 | 0.10729 | 0.091378 | 0.090667 | 0.19249 | 0.1092 | 0.12564 | 0.061022 | 0.055067 | 0.095244 | 0.057467 | 0.078089 | 0.12973 | 0.11662 | 0.1116 | 0.079467 | 0.085733 | 0.12849 | 0.069956 | 0.10471 | 0.054 | 0.068933 | 0.0548 | 0.092667 | 0.075289 | 0.058622 | 0.098311 | 0.13933 | 0.12151 | 0.16662 | 0.070445 | 0.0668 | 0.092711 | 0.080756 | 0.081556 | 0.16578 | 0.096489 | 0.10853 | 0.053644 | 0.048356 | 0.082978 | 0.050578 | 0.067022 | 0.11284 | 0.10107 | 0.096667 | 0.069556 | 0.074667 | 0.1112 | 0.060844 | 0.0908 | 0.047822 | 0.061378 | 0.047822 | 0.080489 | 0.065956 | 0.0524 | 0.085289 | 0.12058 | 0.10511 | 0.14187 | 0.061867 | 0.058578 | 0.079689 | 0.071422 | 0.072311 | 0.14129 | 0.084 | 0.0932 | 0.043556 | 0.039244 | 0.0668 | 0.041244 | 0.052667 | 0.090489 | 0.080667 | 0.0772 | 0.0564 | 0.059956 | 0.088578 | 0.048844 | 0.072711 | 0.039244 | 0.050978 | 0.038756 | 0.064578 | 0.053333 | 0.043733 | 0.068311 | 0.096355 | 0.084 | 0.11093 | 0.0504 | 0.047511 | 0.063245 | 0.058711 | 0.0596 | 0.1104 | 0.067556 | 0.074089
33 | 0.00561 | 0.11488 | 0.00726 | 0.00924 | 0.016739 | 0.066 | 0.01452 | 0.0165 | 0.033 | 0.1485 | 0.033 | 0.033 | 0.033 | 0.2376 | 0.03036 | 0.0264 | 0.070171 | 0.063433 | 0.1084 | 0.066871 | 0.091804 | 0.1496 | 0.13851 | 0.13145 | 0.094325 | 0.10065 | 0.15221 | 0.081813 | 0.12265 | 0.062012 | 0.079979 | 0.063983 | 0.10844 | 0.088046 | 0.066458 | 0.11454 | 0.16404 | 0.14337 | 0.19947 | 0.082271 | 0.077825 | 0.11064 | 0.094233 | 0.0935 | 0.1985 | 0.11261 | 0.12957 | 0.062929 | 0.056787 | 0.098221 | 0.059263 | 0.080529 | 0.13379 | 0.12027 | 0.11509 | 0.08195 | 0.088413 | 0.1325 | 0.072142 | 0.10798 | 0.055687 | 0.071088 | 0.056513 | 0.095562 | 0.077642 | 0.060454 | 0.10138 | 0.14369 | 0.12531 | 0.17183 | 0.072646 | 0.068888 | 0.095608 | 0.083279 | 0.084104 | 0.17096 | 0.099504 | 0.11192 | 0.055321 | 0.049867 | 0.085571 | 0.052158 | 0.069117 | 0.11637 | 0.10422 | 0.099688 | 0.071729 | 0.077 | 0.11467 | 0.062746 | 0.093638 | 0.049317 | 0.063296 | 0.049317 | 0.083004 | 0.068017 | 0.054037 | 0.087954 | 0.12435 | 0.1084 | 0.1463 | 0.0638 | 0.060408 | 0.082179 | 0.073654 | 0.074571 | 0.1457 | 0.086625 | 0.096112 | 0.044917 | 0.040471 | 0.068887 | 0.042533 | 0.054312 | 0.093317 | 0.083188 | 0.079612 | 0.058163 | 0.061829 | 0.091346 | 0.050371 | 0.074983 | 0.040471 | 0.052571 | 0.039967 | 0.066596 | 0.055 | 0.0451 | 0.070446 | 0.099367 | 0.086625 | 0.1144 | 0.051975 | 0.048996 | 0.065221 | 0.060546 | 0.061463 | 0.11385 | 0.069667 | 0.076404
34 | 0.00578 | 0.11837 | 0.00748 | 0.00952 | 0.017246 | 0.068 | 0.01496 | 0.017 | 0.034 | 0.153 | 0.034 | 0.034 | 0.034 | 0.2448 | 0.03128 | 0.0272 | 0.072297 | 0.065356 | 0.11168 | 0.068897 | 0.094586 | 0.15413 | 0.14271 | 0.13543 | 0.097183 | 0.1037 | 0.15683 | 0.084292 | 0.12637 | 0.063892 | 0.082403 | 0.065922 | 0.11173 | 0.090714 | 0.068472 | 0.11801 | 0.16901 | 0.14771 | 0.20551 | 0.084764 | 0.080183 | 0.11399 | 0.097089 | 0.096333 | 0.20452 | 0.11603 | 0.1335 | 0.064836 | 0.058508 | 0.1012 | 0.061058 | 0.082969 | 0.13784 | 0.12391 | 0.11858 | 0.084433 | 0.091092 | 0.13652 | 0.074328 | 0.11126 | 0.057375 | 0.073242 | 0.058225 | 0.098458 | 0.079995 | 0.062286 | 0.10446 | 0.14804 | 0.12911 | 0.17704 | 0.074847 | 0.070975 | 0.098506 | 0.085803 | 0.086653 | 0.17614 | 0.10252 | 0.11532 | 0.056997 | 0.051378 | 0.088164 | 0.053739 | 0.071211 | 0.1199 | 0.10738 | 0.10271 | 0.073903 | 0.079333 | 0.11815 | 0.064647 | 0.096475 | 0.050811 | 0.065214 | 0.050811 | 0.085519 | 0.070078 | 0.055675 | 0.090619 | 0.12811 | 0.11168 | 0.15073 | 0.065733 | 0.062239 | 0.084669 | 0.075886 | 0.076831 | 0.15012 | 0.08925 | 0.099025 | 0.046278 | 0.041697 | 0.070975 | 0.043822 | 0.055958 | 0.096144 | 0.085708 | 0.082025 | 0.059925 | 0.063703 | 0.094114 | 0.051897 | 0.077256 | 0.041697 | 0.054164 | 0.041178 | 0.068614 | 0.056667 | 0.046467 | 0.072581 | 0.10238 | 0.08925 | 0.11787 | 0.05355 | 0.050481 | 0.067197 | 0.062381 | 0.063325 | 0.1173 | 0.071778 | 0.07872
35 | 0.00595 | 0.12185 | 0.0077 | 0.0098 | 0.017754 | 0.07 | 0.0154 | 0.0175 | 0.035 | 0.1575 | 0.035 | 0.035 | 0.035 | 0.252 | 0.0322 | 0.028 | 0.074424 | 0.067278 | 0.11497 | 0.070924 | 0.097368 | 0.15867 | 0.1469 | 0.13942 | 0.10004 | 0.10675 | 0.16144 | 0.086771 | 0.13008 | 0.065771 | 0.084826 | 0.067861 | 0.11501 | 0.093382 | 0.070486 | 0.12148 | 0.17398 | 0.15206 | 0.21156 | 0.087257 | 0.082542 | 0.11735 | 0.099944 | 0.099167 | 0.21053 | 0.11944 | 0.13742 | 0.066743 | 0.060229 | 0.10417 | 0.062854 | 0.08541 | 0.1419 | 0.12756 | 0.12206 | 0.086917 | 0.093771 | 0.14053 | 0.076514 | 0.11453 | 0.059062 | 0.075396 | 0.059938 | 0.10135 | 0.082347 | 0.064118 | 0.10753 | 0.1524 | 0.1329 | 0.18224 | 0.077049 | 0.073063 | 0.1014 | 0.088326 | 0.089201 | 0.18132 | 0.10553 | 0.11871 | 0.058674 | 0.052889 | 0.090757 | 0.055319 | 0.073306 | 0.12342 | 0.11054 | 0.10573 | 0.076076 | 0.081667 | 0.12162 | 0.066549 | 0.099313 | 0.052306 | 0.067132 | 0.052306 | 0.088035 | 0.072139 | 0.057312 | 0.093285 | 0.13188 | 0.11497 | 0.15517 | 0.067667 | 0.064069 | 0.08716 | 0.078118 | 0.07909 | 0.15453 | 0.091875 | 0.10194 | 0.047639 | 0.042924 | 0.073062 | 0.045111 | 0.057604 | 0.098972 | 0.088229 | 0.084437 | 0.061688 | 0.065576 | 0.096882 | 0.053424 | 0.079528 | 0.042924 | 0.055757 | 0.042389 | 0.070632 | 0.058333 | 0.047833 | 0.074715 | 0.10539 | 0.091875 | 0.12133 | 0.055125 | 0.051965 | 0.069174 | 0.064215 | 0.065188 | 0.12075 | 0.073889 | 0.081035
36 | 0.00612 | 0.12533 | 0.00792 | 0.01008 | 0.018261 | 0.072 | 0.01584 | 0.018 | 0.036 | 0.162 | 0.036 | 0.036 | 0.036 | 0.2592 | 0.03312 | 0.0288 | 0.07655 | 0.0692 | 0.11825 | 0.07295 | 0.10015 | 0.1632 | 0.1511 | 0.1434 | 0.1029 | 0.1098 | 0.16605 | 0.08925 | 0.1338 | 0.06765 | 0.08725 | 0.0698 | 0.1183 | 0.09605 | 0.0725 | 0.12495 | 0.17895 | 0.1564 | 0.2176 | 0.08975 | 0.0849 | 0.1207 | 0.1028 | 0.102 | 0.21655 | 0.12285 | 0.14135 | 0.06865 | 0.06195 | 0.10715 | 0.06465 | 0.08785 | 0.14595 | 0.1312 | 0.12555 | 0.0894 | 0.09645 | 0.14455 | 0.0787 | 0.1178 | 0.06075 | 0.07755 | 0.06165 | 0.10425 | 0.0847 | 0.06595 | 0.1106 | 0.15675 | 0.1367 | 0.18745 | 0.07925 | 0.07515 | 0.1043 | 0.09085 | 0.09175 | 0.1865 | 0.10855 | 0.1221 | 0.06035 | 0.0544 | 0.09335 | 0.0569 | 0.0754 | 0.12695 | 0.1137 | 0.10875 | 0.07825 | 0.084 | 0.1251 | 0.06845 | 0.10215 | 0.0538 | 0.06905 | 0.0538 | 0.09055 | 0.0742 | 0.05895 | 0.09595 | 0.13565 | 0.11825 | 0.1596 | 0.0696 | 0.0659 | 0.08965 | 0.08035 | 0.08135 | 0.15895 | 0.0945 | 0.10485 | 0.049 | 0.04415 | 0.07515 | 0.0464 | 0.05925 | 0.1018 | 0.09075 | 0.08685 | 0.06345 | 0.06745 | 0.09965 | 0.05495 | 0.0818 | 0.04415 | 0.05735 | 0.0436 | 0.07265 | 0.06 | 0.0492 | 0.07685 | 0.1084 | 0.0945 | 0.1248 | 0.0567 | 0.05345 | 0.07115 | 0.06605 | 0.06705 | 0.1242 | 0.076 | 0.08335
37 | 0.00629 | 0.12881 | 0.00814 | 0.01036 | 0.018768 | 0.074 | 0.01628 | 0.0185 | 0.037 | 0.1665 | 0.037 | 0.037 | 0.037 | 0.2664 | 0.03404 | 0.0296 | 0.078676 | 0.071122 | 0.12153 | 0.074976 | 0.10293 | 0.16773 | 0.1553 | 0.14738 | 0.10576 | 0.11285 | 0.17066 | 0.091729 | 0.13752 | 0.069529 | 0.089674 | 0.071739 | 0.12159 | 0.098718 | 0.074514 | 0.12842 | 0.18392 | 0.16074 | 0.22364 | 0.092243 | 0.087258 | 0.12405 | 0.10566 | 0.10483 | 0.22257 | 0.12626 | 0.14528 | 0.070557 | 0.063671 | 0.11013 | 0.066446 | 0.09029 | 0.15 | 0.13484 | 0.12904 | 0.091883 | 0.099129 | 0.14857 | 0.080886 | 0.12107 | 0.062437 | 0.079704 | 0.063363 | 0.10715 | 0.087053 | 0.067782 | 0.11367 | 0.1611 | 0.1405 | 0.19266 | 0.081451 | 0.077238 | 0.1072 | 0.093374 | 0.094299 | 0.19168 | 0.11157 | 0.12549 | 0.062026 | 0.055911 | 0.095943 | 0.058481 | 0.077495 | 0.13048 | 0.11686 | 0.11177 | 0.080424 | 0.086333 | 0.12857 | 0.070351 | 0.10499 | 0.055294 | 0.070968 | 0.055294 | 0.093065 | 0.076261 | 0.060587 | 0.098615 | 0.13942 | 0.12153 | 0.16403 | 0.071533 | 0.06773 | 0.09214 | 0.082582 | 0.08361 | 0.16337 | 0.097125 | 0.10776 | 0.050361 | 0.045376 | 0.077237 | 0.047689 | 0.060896 | 0.10463 | 0.093271 | 0.089262 | 0.065213 | 0.069324 | 0.10242 | 0.056476 | 0.084072 | 0.045376 | 0.058943 | 0.044811 | 0.074668 | 0.061667 | 0.050567 | 0.078985 | 0.11141 | 0.097125 | 0.12827 | 0.058275 | 0.054935 | 0.073126 | 0.067885 | 0.068913 | 0.12765 | 0.078111 | 0.085665
38 | 0.00646 | 0.13229 | 0.00836 | 0.01064 | 0.019275 | 0.076 | 0.01672 | 0.019 | 0.038 | 0.171 | 0.038 | 0.038 | 0.038 | 0.2736 | 0.03496 | 0.0304 | 0.080803 | 0.073045 | 0.12482 | 0.077003 | 0.10571 | 0.17227 | 0.15949 | 0.15137 | 0.10862 | 0.1159 | 0.17528 | 0.094208 | 0.14123 | 0.071408 | 0.092097 | 0.073678 | 0.12487 | 0.10139 | 0.076528 | 0.13189 | 0.18889 | 0.16509 | 0.22969 | 0.094736 | 0.089617 | 0.12741 | 0.10851 | 0.10767 | 0.22858 | 0.12968 | 0.1492 | 0.072464 | 0.065392 | 0.1131 | 0.068242 | 0.092731 | 0.15406 | 0.13849 | 0.13253 | 0.094367 | 0.10181 | 0.15258 | 0.083072 | 0.12434 | 0.064125 | 0.081858 | 0.065075 | 0.11004 | 0.089406 | 0.069614 | 0.11674 | 0.16546 | 0.14429 | 0.19786 | 0.083653 | 0.079325 | 0.11009 | 0.095897 | 0.096847 | 0.19686 | 0.11458 | 0.12888 | 0.063703 | 0.057422 | 0.098536 | 0.060061 | 0.079589 | 0.134 | 0.12002 | 0.11479 | 0.082597 | 0.088667 | 0.13205 | 0.072253 | 0.10783 | 0.056789 | 0.072886 | 0.056789 | 0.095581 | 0.078322 | 0.062225 | 0.10128 | 0.14319 | 0.12482 | 0.16847 | 0.073467 | 0.069561 | 0.094631 | 0.084814 | 0.08587 | 0.16778 | 0.09975 | 0.11067 | 0.051722 | 0.046603 | 0.079325 | 0.048978 | 0.062542 | 0.10746 | 0.095792 | 0.091675 | 0.066975 | 0.071197 | 0.10519 | 0.058003 | 0.086344 | 0.046603 | 0.060536 | 0.046022 | 0.076686 | 0.063333 | 0.051933 | 0.08112 | 0.11442 | 0.09975 | 0.13173 | 0.05985 | 0.05642 | 0.075103 | 0.069719 | 0.070775 | 0.1311 | 0.080222 | 0.087981
39 | 0.00663 | 0.13577 | 0.00858 | 0.01092 | 0.019783 | 0.078 | 0.01716 | 0.0195 | 0.039 | 0.1755 | 0.039 | 0.039 | 0.039 | 0.2808 | 0.03588 | 0.0312 | 0.082929 | 0.074967 | 0.1281 | 0.079029 | 0.1085 | 0.1768 | 0.16369 | 0.15535 | 0.11148 | 0.11895 | 0.17989 | 0.096688 | 0.14495 | 0.073287 | 0.094521 | 0.075617 | 0.12816 | 0.10405 | 0.078542 | 0.13536 | 0.19386 | 0.16943 | 0.23573 | 0.097229 | 0.091975 | 0.13076 | 0.11137 | 0.1105 | 0.2346 | 0.13309 | 0.15313 | 0.074371 | 0.067112 | 0.11608 | 0.070038 | 0.095171 | 0.15811 | 0.14213 | 0.13601 | 0.09685 | 0.10449 | 0.1566 | 0.085258 | 0.12762 | 0.065812 | 0.084013 | 0.066788 | 0.11294 | 0.091758 | 0.071446 | 0.11982 | 0.16981 | 0.14809 | 0.20307 | 0.085854 | 0.081413 | 0.11299 | 0.098421 | 0.099396 | 0.20204 | 0.1176 | 0.13227 | 0.065379 | 0.058933 | 0.10113 | 0.061642 | 0.081683 | 0.13753 | 0.12317 | 0.11781 | 0.084771 | 0.091 | 0.13552 | 0.074154 | 0.11066 | 0.058283 | 0.074804 | 0.058283 | 0.098096 | 0.080383 | 0.063862 | 0.10395 | 0.14695 | 0.1281 | 0.1729 | 0.0754 | 0.071392 | 0.097121 | 0.087046 | 0.088129 | 0.1722 | 0.10238 | 0.11359 | 0.053083 | 0.047829 | 0.081412 | 0.050267 | 0.064187 | 0.11028 | 0.098313 | 0.094087 | 0.068738 | 0.073071 | 0.10795 | 0.059529 | 0.088617 | 0.047829 | 0.062129 | 0.047233 | 0.078704 | 0.065 | 0.0533 | 0.083254 | 0.11743 | 0.10238 | 0.1352 | 0.061425 | 0.057904 | 0.077079 | 0.071554 | 0.072638 | 0.13455 | 0.082333 | 0.090296
40 | 0.0068 | 0.13925 | 0.0088 | 0.0112 | 0.02029 | 0.08 | 0.0176 | 0.02 | 0.04 | 0.18 | 0.04 | 0.04 | 0.04 | 0.288 | 0.0368 | 0.032 | 0.085056 | 0.076889 | 0.13139 | 0.081056 | 0.11128 | 0.18133 | 0.16789 | 0.15933 | 0.11433 | 0.122 | 0.1845 | 0.099167 | 0.14867 | 0.075167 | 0.096944 | 0.077556 | 0.13144 | 0.10672 | 0.080556 | 0.13883 | 0.19883 | 0.17378 | 0.24178 | 0.099722 | 0.094333 | 0.13411 | 0.11422 | 0.11333 | 0.24061 | 0.1365 | 0.15706 | 0.076278 | 0.068833 | 0.11906 | 0.071833 | 0.097611 | 0.16217 | 0.14578 | 0.1395 | 0.099333 | 0.10717 | 0.16061 | 0.087444 | 0.13089 | 0.0675 | 0.086167 | 0.0685 | 0.11583 | 0.094111 | 0.073278 | 0.12289 | 0.17417 | 0.15189 | 0.20828 | 0.088056 | 0.0835 | 0.11589 | 0.10094 | 0.10194 | 0.20722 | 0.12061 | 0.13567 | 0.067056 | 0.060444 | 0.10372 | 0.063222 | 0.083778 | 0.14106 | 0.12633 | 0.12083 | 0.086944 | 0.093333 | 0.139 | 0.076056 | 0.1135 | 0.059778 | 0.076722 | 0.059778 | 0.10061 | 0.082444 | 0.0655 | 0.10661 | 0.15072 | 0.13139 | 0.17733 | 0.077333 | 0.073222 | 0.099611 | 0.089278 | 0.090389 | 0.17661 | 0.105 | 0.1165 | 0.054445 | 0.049056 | 0.0835 | 0.051556 | 0.065833 | 0.11311 | 0.10083 | 0.0965 | 0.0705 | 0.074944 | 0.11072 | 0.061056 | 0.090889 | 0.049056 | 0.063722 | 0.048444 | 0.080722 | 0.066667 | 0.054667 | 0.085389 | 0.12044 | 0.105 | 0.13867 | 0.063 | 0.059389 | 0.079056 | 0.073389 | 0.0745 | 0.138 | 0.084444 | 0.092611
41 | 0.00697 | 0.14274 | 0.00902 | 0.01148 | 0.020797 | 0.082 | 0.01804 | 0.0205 | 0.041 | 0.1845 | 0.041 | 0.041 | 0.041 | 0.2952 | 0.03772 | 0.0328 | 0.087182 | 0.078811 | 0.13467 | 0.083082 | 0.11406 | 0.18587 | 0.17209 | 0.16332 | 0.11719 | 0.12505 | 0.18911 | 0.10165 | 0.15238 | 0.077046 | 0.099368 | 0.079494 | 0.13473 | 0.10939 | 0.082569 | 0.1423 | 0.2038 | 0.17812 | 0.24782 | 0.10222 | 0.096692 | 0.13746 | 0.11708 | 0.11617 | 0.24663 | 0.13991 | 0.16098 | 0.078185 | 0.070554 | 0.12203 | 0.073629 | 0.10005 | 0.16622 | 0.14942 | 0.14299 | 0.10182 | 0.10985 | 0.16463 | 0.089631 | 0.13416 | 0.069187 | 0.088321 | 0.070213 | 0.11873 | 0.096464 | 0.07511 | 0.12596 | 0.17852 | 0.15569 | 0.21348 | 0.090257 | 0.085588 | 0.11879 | 0.10347 | 0.10449 | 0.2124 | 0.12363 | 0.13906 | 0.068732 | 0.061956 | 0.10632 | 0.064803 | 0.085872 | 0.14458 | 0.12949 | 0.12385 | 0.089118 | 0.095667 | 0.14247 | 0.077957 | 0.11634 | 0.061272 | 0.07864 | 0.061272 | 0.10313 | 0.084506 | 0.067137 | 0.10928 | 0.15449 | 0.13467 | 0.18177 | 0.079267 | 0.075053 | 0.1021 | 0.09151 | 0.092649 | 0.18103 | 0.10763 | 0.11941 | 0.055806 | 0.050282 | 0.085587 | 0.052844 | 0.067479 | 0.11594 | 0.10335 | 0.098912 | 0.072263 | 0.076818 | 0.11349 | 0.062582 | 0.093161 | 0.050282 | 0.065315 | 0.049656 | 0.08274 | 0.068333 | 0.056033 | 0.087524 | 0.12346 | 0.10763 | 0.14213 | 0.064575 | 0.060874 | 0.081032 | 0.075224 | 0.076363 | 0.14145 | 0.086556 | 0.094926
42 | 0.00714 | 0.14622 | 0.00924 | 0.01176 | 0.021304 | 0.084 | 0.01848 | 0.021 | 0.042 | 0.189 | 0.042 | 0.042 | 0.042 | 0.3024 | 0.03864 | 0.0336 | 0.089308 | 0.080733 | 0.13796 | 0.085108 | 0.11684 | 0.1904 | 0.17628 | 0.1673 | 0.12005 | 0.1281 | 0.19373 | 0.10413 | 0.1561 | 0.078925 | 0.10179 | 0.081433 | 0.13802 | 0.11206 | 0.084583 | 0.14577 | 0.20877 | 0.18247 | 0.25387 | 0.10471 | 0.09905 | 0.14082 | 0.11993 | 0.119 | 0.25264 | 0.14333 | 0.16491 | 0.080092 | 0.072275 | 0.12501 | 0.075425 | 0.10249 | 0.17027 | 0.15307 | 0.14648 | 0.1043 | 0.11253 | 0.16864 | 0.091817 | 0.13743 | 0.070875 | 0.090475 | 0.071925 | 0.12162 | 0.098817 | 0.076942 | 0.12903 | 0.18287 | 0.15948 | 0.21869 | 0.092458 | 0.087675 | 0.12168 | 0.10599 | 0.10704 | 0.21758 | 0.12664 | 0.14245 | 0.070408 | 0.063467 | 0.10891 | 0.066383 | 0.087967 | 0.14811 | 0.13265 | 0.12688 | 0.091292 | 0.098 | 0.14595 | 0.079858 | 0.11918 | 0.062767 | 0.080558 | 0.062767 | 0.10564 | 0.086567 | 0.068775 | 0.11194 | 0.15826 | 0.13796 | 0.1862 | 0.0812 | 0.076883 | 0.10459 | 0.093742 | 0.094908 | 0.18544 | 0.11025 | 0.12232 | 0.057167 | 0.051508 | 0.087675 | 0.054133 | 0.069125 | 0.11877 | 0.10588 | 0.10132 | 0.074025 | 0.078692 | 0.11626 | 0.064108 | 0.095433 | 0.051508 | 0.066908 | 0.050867 | 0.084758 | 0.07 | 0.0574 | 0.089658 | 0.12647 | 0.11025 | 0.1456 | 0.06615 | 0.062358 | 0.083008 | 0.077058 | 0.078225 | 0.1449 | 0.088667 | 0.097242
43 | 0.00731 | 0.1497 | 0.00946 | 0.01204 | 0.021812 | 0.086 | 0.01892 | 0.0215 | 0.043 | 0.1935 | 0.043 | 0.043 | 0.043 | 0.3096 | 0.03956 | 0.0344 | 0.091435 | 0.082656 | 0.14124 | 0.087135 | 0.11962 | 0.19493 | 0.18048 | 0.17128 | 0.12291 | 0.13115 | 0.19834 | 0.1066 | 0.15982 | 0.080804 | 0.10422 | 0.083372 | 0.1413 | 0.11473 | 0.086597 | 0.14925 | 0.21375 | 0.18681 | 0.25991 | 0.1072 | 0.10141 | 0.14417 | 0.12279 | 0.12183 | 0.25866 | 0.14674 | 0.16883 | 0.081999 | 0.073996 | 0.12798 | 0.077221 | 0.10493 | 0.17433 | 0.15671 | 0.14996 | 0.10678 | 0.1152 | 0.17266 | 0.094003 | 0.14071 | 0.072562 | 0.092629 | 0.073638 | 0.12452 | 0.10117 | 0.078774 | 0.13211 | 0.18723 | 0.16328 | 0.2239 | 0.09466 | 0.089763 | 0.12458 | 0.10852 | 0.10959 | 0.22276 | 0.12966 | 0.14584 | 0.072085 | 0.064978 | 0.1115 | 0.067964 | 0.090061 | 0.15163 | 0.13581 | 0.1299 | 0.093465 | 0.10033 | 0.14942 | 0.08176 | 0.12201 | 0.064261 | 0.082476 | 0.064261 | 0.10816 | 0.088628 | 0.070412 | 0.11461 | 0.16203 | 0.14124 | 0.19063 | 0.083133 | 0.078714 | 0.10708 | 0.095974 | 0.097168 | 0.18986 | 0.11288 | 0.12524 | 0.058528 | 0.052735 | 0.089762 | 0.055422 | 0.070771 | 0.12159 | 0.1084 | 0.10374 | 0.075788 | 0.080565 | 0.11903 | 0.065635 | 0.097706 | 0.052735 | 0.068502 | 0.052078 | 0.086776 | 0.071667 | 0.058767 | 0.091793 | 0.12948 | 0.11288 | 0.14907 | 0.067725 | 0.063843 | 0.084985 | 0.078893 | 0.080088 | 0.14835 | 0.090778 | 0.099557
44 | 0.00748 | 0.15318 | 0.00968 | 0.01232 | 0.022319 | 0.088 | 0.01936 | 0.022 | 0.044 | 0.198 | 0.044 | 0.044 | 0.044 | 0.3168 | 0.04048 | 0.0352 | 0.093561 | 0.084578 | 0.14453 | 0.089161 | 0.12241 | 0.19947 | 0.18468 | 0.17527 | 0.12577 | 0.1342 | 0.20295 | 0.10908 | 0.16353 | 0.082683 | 0.10664 | 0.085311 | 0.14459 | 0.11739 | 0.088611 | 0.15272 | 0.21872 | 0.19116 | 0.26596 | 0.10969 | 0.10377 | 0.14752 | 0.12564 | 0.12467 | 0.26467 | 0.15015 | 0.17276 | 0.083906 | 0.075717 | 0.13096 | 0.079017 | 0.10737 | 0.17838 | 0.16036 | 0.15345 | 0.10927 | 0.11788 | 0.17667 | 0.096189 | 0.14398 | 0.07425 | 0.094783 | 0.07535 | 0.12742 | 0.10352 | 0.080606 | 0.13518 | 0.19158 | 0.16708 | 0.22911 | 0.096861 | 0.09185 | 0.12748 | 0.11104 | 0.11214 | 0.22794 | 0.13267 | 0.14923 | 0.073761 | 0.066489 | 0.11409 | 0.069544 | 0.092156 | 0.15516 | 0.13897 | 0.13292 | 0.095639 | 0.10267 | 0.1529 | 0.083661 | 0.12485 | 0.065756 | 0.084394 | 0.065756 | 0.11067 | 0.090689 | 0.07205 | 0.11727 | 0.16579 | 0.14453 | 0.19507 | 0.085067 | 0.080544 | 0.10957 | 0.098206 | 0.099428 | 0.19427 | 0.1155 | 0.12815 | 0.059889 | 0.053961 | 0.09185 | 0.056711 | 0.072417 | 0.12442 | 0.11092 | 0.10615 | 0.07755 | 0.082439 | 0.12179 | 0.067161 | 0.099978 | 0.053961 | 0.070095 | 0.053289 | 0.088794 | 0.073333 | 0.060133 | 0.093928 | 0.13249 | 0.1155 | 0.15253 | 0.0693 | 0.065328 | 0.086961 | 0.080728 | 0.08195 | 0.1518 | 0.092889 | 0.10187
45 | 0.00765 | 0.15666 | 0.0099 | 0.0126 | 0.022826 | 0.09 | 0.0198 | 0.0225 | 0.045 | 0.2025 | 0.045 | 0.045 | 0.045 | 0.324 | 0.0414 | 0.036 | 0.095688 | 0.0865 | 0.14781 | 0.091187 | 0.12519 | 0.204 | 0.18888 | 0.17925 | 0.12863 | 0.13725 | 0.20756 | 0.11156 | 0.16725 | 0.084562 | 0.10906 | 0.08725 | 0.14787 | 0.12006 | 0.090625 | 0.15619 | 0.22369 | 0.1955 | 0.272 | 0.11219 | 0.10613 | 0.15088 | 0.1285 | 0.1275 | 0.27069 | 0.15356 | 0.17669 | 0.085812 | 0.077437 | 0.13394 | 0.080813 | 0.10981 | 0.18244 | 0.164 | 0.15694 | 0.11175 | 0.12056 | 0.18069 | 0.098375 | 0.14725 | 0.075937 | 0.096938 | 0.077063 | 0.13031 | 0.10588 | 0.082437 | 0.13825 | 0.19594 | 0.17087 | 0.23431 | 0.099063 | 0.093938 | 0.13037 | 0.11356 | 0.11469 | 0.23313 | 0.13569 | 0.15262 | 0.075438 | 0.068 | 0.11669 | 0.071125 | 0.09425 | 0.15869 | 0.14212 | 0.13594 | 0.097812 | 0.105 | 0.15637 | 0.085563 | 0.12769 | 0.06725 | 0.086312 | 0.06725 | 0.11319 | 0.09275 | 0.073687 | 0.11994 | 0.16956 | 0.14781 | 0.1995 | 0.087 | 0.082375 | 0.11206 | 0.10044 | 0.10169 | 0.19869 | 0.11813 | 0.13106 | 0.06125 | 0.055188 | 0.093937 | 0.058 | 0.074062 | 0.12725 | 0.11344 | 0.10856 | 0.079313 | 0.084313 | 0.12456 | 0.068687 | 0.10225 | 0.055188 | 0.071688 | 0.0545 | 0.090813 | 0.075 | 0.0615 | 0.096063 | 0.1355 | 0.11813 | 0.156 | 0.070875 | 0.066813 | 0.088938 | 0.082562 | 0.083813 | 0.15525 | 0.095 | 0.10419
46 | 0.00782 | 0.16014 | 0.01012 | 0.01288 | 0.023333 | 0.092 | 0.02024 | 0.023 | 0.046 | 0.207 | 0.046 | 0.046 | 0.046 | 0.3312 | 0.04232 | 0.0368 | 0.097814 | 0.088422 | 0.1511 | 0.093214 | 0.12797 | 0.20853 | 0.19307 | 0.18323 | 0.13148 | 0.1403 | 0.21218 | 0.11404 | 0.17097 | 0.086442 | 0.11149 | 0.089189 | 0.15116 | 0.12273 | 0.092639 | 0.15966 | 0.22866 | 0.19984 | 0.27804 | 0.11468 | 0.10848 | 0.15423 | 0.13136 | 0.13033 | 0.2767 | 0.15698 | 0.18061 | 0.087719 | 0.079158 | 0.13691 | 0.082608 | 0.11225 | 0.18649 | 0.16764 | 0.16043 | 0.11423 | 0.12324 | 0.1847 | 0.10056 | 0.15052 | 0.077625 | 0.099092 | 0.078775 | 0.13321 | 0.10823 | 0.084269 | 0.14132 | 0.20029 | 0.17467 | 0.23952 | 0.10126 | 0.096025 | 0.13327 | 0.11609 | 0.11724 | 0.23831 | 0.1387 | 0.15602 | 0.077114 | 0.069511 | 0.11928 | 0.072706 | 0.096345 | 0.16221 | 0.14528 | 0.13896 | 0.099986 | 0.10733 | 0.15985 | 0.087464 | 0.13053 | 0.068744 | 0.08823 | 0.068744 | 0.1157 | 0.094811 | 0.075325 | 0.1226 | 0.17333 | 0.1511 | 0.20393 | 0.088933 | 0.084205 | 0.11455 | 0.10267 | 0.10395 | 0.2031 | 0.12075 | 0.13397 | 0.062611 | 0.056414 | 0.096025 | 0.059289 | 0.075708 | 0.13008 | 0.11596 | 0.11097 | 0.081075 | 0.086186 | 0.12733 | 0.070214 | 0.10452 | 0.056414 | 0.073281 | 0.055711 | 0.092831 | 0.076667 | 0.062867 | 0.098197 | 0.13851 | 0.12075 | 0.15947 | 0.07245 | 0.068297 | 0.090914 | 0.084397 | 0.085675 | 0.1587 | 0.097111 | 0.1065
47 | 0.00799 | 0.16362 | 0.01034 | 0.01316 | 0.023841 | 0.094 | 0.02068 | 0.0235 | 0.047 | 0.2115 | 0.047 | 0.047 | 0.047 | 0.3384 | 0.04324 | 0.0376 | 0.09994 | 0.090345 | 0.15438 | 0.09524 | 0.13075 | 0.21307 | 0.19727 | 0.18722 | 0.13434 | 0.14335 | 0.21679 | 0.11652 | 0.17468 | 0.088321 | 0.11391 | 0.091128 | 0.15445 | 0.1254 | 0.094653 | 0.16313 | 0.23363 | 0.20419 | 0.28409 | 0.11717 | 0.11084 | 0.15758 | 0.13421 | 0.13317 | 0.28272 | 0.16039 | 0.18454 | 0.089626 | 0.080879 | 0.13989 | 0.084404 | 0.11469 | 0.19055 | 0.17129 | 0.16391 | 0.11672 | 0.12592 | 0.18872 | 0.10275 | 0.15379 | 0.079312 | 0.10125 | 0.080488 | 0.1361 | 0.11058 | 0.086101 | 0.14439 | 0.20465 | 0.17847 | 0.24473 | 0.10347 | 0.098113 | 0.13617 | 0.11861 | 0.11978 | 0.24349 | 0.14172 | 0.15941 | 0.07879 | 0.071022 | 0.12187 | 0.074286 | 0.098439 | 0.16574 | 0.14844 | 0.14198 | 0.10216 | 0.10967 | 0.16332 | 0.089365 | 0.13336 | 0.070239 | 0.090149 | 0.070239 | 0.11822 | 0.096872 | 0.076962 | 0.12527 | 0.1771 | 0.15438 | 0.20837 | 0.090867 | 0.086036 | 0.11704 | 0.1049 | 0.10621 | 0.20752 | 0.12338 | 0.13689 | 0.063972 | 0.05764 | 0.098112 | 0.060578 | 0.077354 | 0.13291 | 0.11848 | 0.11339 | 0.082838 | 0.08806 | 0.1301 | 0.07174 | 0.10679 | 0.05764 | 0.074874 | 0.056922 | 0.094849 | 0.078333 | 0.064233 | 0.10033 | 0.14152 | 0.12338 | 0.16293 | 0.074025 | 0.069782 | 0.09289 | 0.086232 | 0.087538 | 0.16215 | 0.099222 | 0.10882
48 | 0.00816 | 0.1671 | 0.01056 | 0.01344 | 0.024348 | 0.096 | 0.02112 | 0.024 | 0.048 | 0.216 | 0.048 | 0.048 | 0.048 | 0.3456 | 0.04416 | 0.0384 | 0.10207 | 0.092267 | 0.15767 | 0.097267 | 0.13353 | 0.2176 | 0.20147 | 0.1912 | 0.1372 | 0.1464 | 0.2214 | 0.119 | 0.1784 | 0.0902 | 0.11633 | 0.093067 | 0.15773 | 0.12807 | 0.096667 | 0.1666 | 0.2386 | 0.20853 | 0.29013 | 0.11967 | 0.1132 | 0.16093 | 0.13707 | 0.136 | 0.28873 | 0.1638 | 0.18847 | 0.091533 | 0.0826 | 0.14287 | 0.0862 | 0.11713 | 0.1946 | 0.17493 | 0.1674 | 0.1192 | 0.1286 | 0.19273 | 0.10493 | 0.15707 | 0.081 | 0.1034 | 0.0822 | 0.139 | 0.11293 | 0.087933 | 0.14747 | 0.209 | 0.18227 | 0.24993 | 0.10567 | 0.1002 | 0.13907 | 0.12113 | 0.12233 | 0.24867 | 0.14473 | 0.1628 | 0.080467 | 0.072533 | 0.12447 | 0.075867 | 0.10053 | 0.16927 | 0.1516 | 0.145 | 0.10433 | 0.112 | 0.1668 | 0.091267 | 0.1362 | 0.071733 | 0.092067 | 0.071733 | 0.12073 | 0.098933 | 0.0786 | 0.12793 | 0.18087 | 0.15767 | 0.2128 | 0.0928 | 0.087867 | 0.11953 | 0.10713 | 0.10847 | 0.21193 | 0.126 | 0.1398 | 0.065333 | 0.058867 | 0.1002 | 0.061867 | 0.079 | 0.13573 | 0.121 | 0.1158 | 0.0846 | 0.089933 | 0.13287 | 0.073267 | 0.10907 | 0.058867 | 0.076467 | 0.058133 | 0.096867 | 0.08 | 0.0656 | 0.10247 | 0.14453 | 0.126 | 0.1664 | 0.0756 | 0.071267 | 0.094867 | 0.088067 | 0.0894 | 0.1656 | 0.10133 | 0.11113
49 | 0.00833 | 0.17059 | 0.01078 | 0.01372 | 0.024855 | 0.098 | 0.02156 | 0.0245 | 0.049 | 0.2205 | 0.049 | 0.049 | 0.049 | 0.3528 | 0.04508 | 0.0392 | 0.10419 | 0.094189 | 0.16095 | 0.099293 | 0.13632 | 0.22213 | 0.20566 | 0.19518 | 0.14006 | 0.14945 | 0.22601 | 0.12148 | 0.18212 | 0.092079 | 0.11876 | 0.095006 | 0.16102 | 0.13073 | 0.098681 | 0.17007 | 0.24357 | 0.21288 | 0.29618 | 0.12216 | 0.11556 | 0.16429 | 0.13992 | 0.13883 | 0.29475 | 0.16721 | 0.19239 | 0.09344 | 0.084321 | 0.14584 | 0.087996 | 0.11957 | 0.19865 | 0.17858 | 0.17089 | 0.12168 | 0.13128 | 0.19675 | 0.10712 | 0.16034 | 0.082687 | 0.10555 | 0.083913 | 0.1419 | 0.11529 | 0.089765 | 0.15054 | 0.21335 | 0.18606 | 0.25514 | 0.10787 | 0.10229 | 0.14196 | 0.12366 | 0.12488 | 0.25385 | 0.14775 | 0.16619 | 0.082143 | 0.074044 | 0.12706 | 0.077447 | 0.10263 | 0.17279 | 0.15476 | 0.14802 | 0.10651 | 0.11433 | 0.17027 | 0.093168 | 0.13904 | 0.073228 | 0.093985 | 0.073228 | 0.12325 | 0.10099 | 0.080237 | 0.1306 | 0.18463 | 0.16095 | 0.21723 | 0.094733 | 0.089697 | 0.12202 | 0.10937 | 0.11073 | 0.21635 | 0.12863 | 0.14271 | 0.066695 | 0.060093 | 0.10229 | 0.063156 | 0.080646 | 0.13856 | 0.12352 | 0.11821 | 0.086363 | 0.091807 | 0.13563 | 0.074793 | 0.11134 | 0.060093 | 0.07806 | 0.059344 | 0.098885 | 0.081667 | 0.066967 | 0.1046 | 0.14754 | 0.12863 | 0.16987 | 0.077175 | 0.072751 | 0.096843 | 0.089901 | 0.091263 | 0.16905 | 0.10344 | 0.11345
50 | 0.0085 | 0.17407 | 0.011 | 0.014 | 0.025362 | 0.1 | 0.022 | 0.025 | 0.05 | 0.225 | 0.05 | 0.05 | 0.05 | 0.36 | 0.046 | 0.04 | 0.10632 | 0.096111 | 0.16424 | 0.10132 | 0.1391 | 0.22667 | 0.20986 | 0.19917 | 0.14292 | 0.1525 | 0.23063 | 0.12396 | 0.18583 | 0.093958 | 0.12118 | 0.096944 | 0.16431 | 0.1334 | 0.10069 | 0.17354 | 0.24854 | 0.21722 | 0.30222 | 0.12465 | 0.11792 | 0.16764 | 0.14278 | 0.14167 | 0.30076 | 0.17063 | 0.19632 | 0.095347 | 0.086042 | 0.14882 | 0.089792 | 0.12201 | 0.20271 | 0.18222 | 0.17438 | 0.12417 | 0.13396 | 0.20076 | 0.10931 | 0.16361 | 0.084375 | 0.10771 | 0.085625 | 0.14479 | 0.11764 | 0.091597 | 0.15361 | 0.21771 | 0.18986 | 0.26035 | 0.11007 | 0.10438 | 0.14486 | 0.12618 | 0.12743 | 0.25903 | 0.15076 | 0.16958 | 0.083819 | 0.075556 | 0.12965 | 0.079028 | 0.10472 | 0.17632 | 0.15792 | 0.15104 | 0.10868 | 0.11667 | 0.17375 | 0.095069 | 0.14188 | 0.074722 | 0.095903 | 0.074722 | 0.12576 | 0.10306 | 0.081875 | 0.13326 | 0.1884 | 0.16424 | 0.22167 | 0.096667 | 0.091528 | 0.12451 | 0.1116 | 0.11299 | 0.22076 | 0.13125 | 0.14562 | 0.068056 | 0.061319 | 0.10437 | 0.064444 | 0.082292 | 0.14139 | 0.12604 | 0.12062 | 0.088125 | 0.093681 | 0.1384 | 0.076319 | 0.11361 | 0.061319 | 0.079653 | 0.060556 | 0.1009 | 0.083333 | 0.068333 | 0.10674 | 0.15056 | 0.13125 | 0.17333 | 0.07875 | 0.074236 | 0.09882 | 0.091736 | 0.093125 | 0.1725 | 0.10556 | 0.11576
51 | 0.00867 | 0.17755 | 0.01122 | 0.01428 | 0.02587 | 0.102 | 0.02244 | 0.0255 | 0.051 | 0.2295 | 0.051 | 0.051 | 0.051 | 0.3672 | 0.04692 | 0.0408 | 0.10845 | 0.098033 | 0.16752 | 0.10335 | 0.14188 | 0.2312 | 0.21406 | 0.20315 | 0.14578 | 0.15555 | 0.23524 | 0.12644 | 0.18955 | 0.095837 | 0.1236 | 0.098883 | 0.16759 | 0.13607 | 0.10271 | 0.17701 | 0.25351 | 0.22157 | 0.30827 | 0.12715 | 0.12028 | 0.17099 | 0.14563 | 0.1445 | 0.30678 | 0.17404 | 0.20025 | 0.097254 | 0.087762 | 0.1518 | 0.091588 | 0.12445 | 0.20676 | 0.18587 | 0.17786 | 0.12665 | 0.13664 | 0.20478 | 0.11149 | 0.16688 | 0.086062 | 0.10986 | 0.087338 | 0.14769 | 0.11999 | 0.093429 | 0.15668 | 0.22206 | 0.19366 | 0.26555 | 0.11227 | 0.10646 | 0.14776 | 0.1287 | 0.12998 | 0.26421 | 0.15378 | 0.17297 | 0.085496 | 0.077067 | 0.13225 | 0.080608 | 0.10682 | 0.17985 | 0.16107 | 0.15406 | 0.11085 | 0.119 | 0.17722 | 0.096971 | 0.14471 | 0.076217 | 0.097821 | 0.076217 | 0.12828 | 0.10512 | 0.083512 | 0.13593 | 0.19217 | 0.16752 | 0.2261 | 0.0986 | 0.093358 | 0.127 | 0.11383 | 0.11525 | 0.22518 | 0.13388 | 0.14854 | 0.069417 | 0.062546 | 0.10646 | 0.065733 | 0.083937 | 0.14422 | 0.12856 | 0.12304 | 0.089888 | 0.095554 | 0.14117 | 0.077846 | 0.11588 | 0.062546 | 0.081246 | 0.061767 | 0.10292 | 0.085 | 0.0697 | 0.10887 | 0.15357 | 0.13388 | 0.1768 | 0.080325 | 0.075721 | 0.1008 | 0.093571 | 0.094988 | 0.17595 | 0.10767 | 0.11808
52 | 0.00884 | 0.18103 | 0.01144 | 0.01456 | 0.026377 | 0.104 | 0.02288 | 0.026 | 0.052 | 0.234 | 0.052 | 0.052 | 0.052 | 0.3744 | 0.04784 | 0.0416 | 0.11057 | 0.099956 | 0.17081 | 0.10537 | 0.14466 | 0.23573 | 0.21826 | 0.20713 | 0.14863 | 0.1586 | 0.23985 | 0.12892 | 0.19327 | 0.097717 | 0.12603 | 0.10082 | 0.17088 | 0.13874 | 0.10472 | 0.18048 | 0.25848 | 0.22591 | 0.31431 | 0.12964 | 0.12263 | 0.17434 | 0.14849 | 0.14733 | 0.31279 | 0.17745 | 0.20417 | 0.099161 | 0.089483 | 0.15477 | 0.093383 | 0.12689 | 0.21082 | 0.18951 | 0.18135 | 0.12913 | 0.13932 | 0.20879 | 0.11368 | 0.17016 | 0.08775 | 0.11202 | 0.08905 | 0.15058 | 0.12234 | 0.095261 | 0.15976 | 0.22642 | 0.19746 | 0.27076 | 0.11447 | 0.10855 | 0.15066 | 0.13123 | 0.13253 | 0.26939 | 0.15679 | 0.17637 | 0.087172 | 0.078578 | 0.13484 | 0.082189 | 0.10891 | 0.18337 | 0.16423 | 0.15708 | 0.11303 | 0.12133 | 0.1807 | 0.098872 | 0.14755 | 0.077711 | 0.099739 | 0.077711 | 0.13079 | 0.10718 | 0.08515 | 0.13859 | 0.19594 | 0.17081 | 0.23053 | 0.10053 | 0.095189 | 0.12949 | 0.11606 | 0.11751 | 0.22959 | 0.1365 | 0.15145 | 0.070778 | 0.063772 | 0.10855 | 0.067022 | 0.085583 | 0.14704 | 0.13108 | 0.12545 | 0.09165 | 0.097428 | 0.14394 | 0.079372 | 0.11816 | 0.063772 | 0.082839 | 0.062978 | 0.10494 | 0.086667 | 0.071067 | 0.11101 | 0.15658 | 0.1365 | 0.18027 | 0.0819 | 0.077206 | 0.10277 | 0.095406 | 0.09685 | 0.1794 | 0.10978 | 0.12039
53 | 0.00901 | 0.18451 | 0.01166 | 0.01484 | 0.026884 | 0.106 | 0.02332 | 0.0265 | 0.053 | 0.2385 | 0.053 | 0.053 | 0.053 | 0.3816 | 0.04876 | 0.0424 | 0.1127 | 0.10188 | 0.17409 | 0.1074 | 0.14744 | 0.24027 | 0.22245 | 0.21112 | 0.15149 | 0.16165 | 0.24446 | 0.1314 | 0.19698 | 0.099596 | 0.12845 | 0.10276 | 0.17416 | 0.14141 | 0.10674 | 0.18395 | 0.26345 | 0.23026 | 0.32036 | 0.13213 | 0.12499 | 0.1777 | 0.15134 | 0.15017 | 0.31881 | 0.18086 | 0.2081 | 0.10107 | 0.091204 | 0.15775 | 0.095179 | 0.12933 | 0.21487 | 0.19316 | 0.18484 | 0.13162 | 0.142 | 0.21281 | 0.11586 | 0.17343 | 0.089437 | 0.11417 | 0.090763 | 0.15348 | 0.1247 | 0.097093 | 0.16283 | 0.23077 | 0.20125 | 0.27597 | 0.11667 | 0.11064 | 0.15355 | 0.13375 | 0.13508 | 0.27457 | 0.15981 | 0.17976 | 0.088849 | 0.080089 | 0.13743 | 0.08377 | 0.11101 | 0.1869 | 0.16739 | 0.1601 | 0.1152 | 0.12367 | 0.18417 | 0.10077 | 0.15039 | 0.079206 | 0.10166 | 0.079206 | 0.13331 | 0.10924 | 0.086787 | 0.14126 | 0.19971 | 0.17409 | 0.23497 | 0.10247 | 0.097019 | 0.13198 | 0.11829 | 0.11977 | 0.23401 | 0.13913 | 0.15436 | 0.072139 | 0.064999 | 0.11064 | 0.068311 | 0.087229 | 0.14987 | 0.1336 | 0.12786 | 0.093413 | 0.099301 | 0.14671 | 0.080899 | 0.12043 | 0.064999 | 0.084432 | 0.064189 | 0.10696 | 0.088333 | 0.072433 | 0.11314 | 0.15959 | 0.13913 | 0.18373 | 0.083475 | 0.07869 | 0.10475 | 0.09724 | 0.098713 | 0.18285 | 0.11189 | 0.12271
54 | 0.00918 | 0.18799 | 0.01188 | 0.01512 | 0.027391 | 0.108 | 0.02376 | 0.027 | 0.054 | 0.243 | 0.054 | 0.054 | 0.054 | 0.3888 | 0.04968 | 0.0432 | 0.11483 | 0.1038 | 0.17738 | 0.10942 | 0.15023 | 0.2448 | 0.22665 | 0.2151 | 0.15435 | 0.1647 | 0.24908 | 0.13388 | 0.2007 | 0.10147 | 0.13087 | 0.1047 | 0.17745 | 0.14407 | 0.10875 | 0.18742 | 0.26842 | 0.2346 | 0.3264 | 0.13462 | 0.12735 | 0.18105 | 0.1542 | 0.153 | 0.32482 | 0.18428 | 0.21203 | 0.10297 | 0.092925 | 0.16072 | 0.096975 | 0.13177 | 0.21892 | 0.1968 | 0.18833 | 0.1341 | 0.14468 | 0.21683 | 0.11805 | 0.1767 | 0.091125 | 0.11633 | 0.092475 | 0.15637 | 0.12705 | 0.098925 | 0.1659 | 0.23512 | 0.20505 | 0.28118 | 0.11888 | 0.11273 | 0.15645 | 0.13628 | 0.13762 | 0.27975 | 0.16283 | 0.18315 | 0.090525 | 0.0816 | 0.14003 | 0.08535 | 0.1131 | 0.19042 | 0.17055 | 0.16313 | 0.11737 | 0.126 | 0.18765 | 0.10268 | 0.15323 | 0.0807 | 0.10357 | 0.0807 | 0.13583 | 0.1113 | 0.088425 | 0.14392 | 0.20347 | 0.17738 | 0.2394 | 0.1044 | 0.09885 | 0.13447 | 0.12053 | 0.12203 | 0.23843 | 0.14175 | 0.15727 | 0.0735 | 0.066225 | 0.11272 | 0.0696 | 0.088875 | 0.1527 | 0.13613 | 0.13027 | 0.095175 | 0.10118 | 0.14948 | 0.082425 | 0.1227 | 0.066225 | 0.086025 | 0.0654 | 0.10898 | 0.09 | 0.0738 | 0.11528 | 0.1626 | 0.14175 | 0.1872 | 0.08505 | 0.080175 | 0.10673 | 0.099075 | 0.10058 | 0.1863 | 0.114 | 0.12503
55 | 0.00935 | 0.19147 | 0.0121 | 0.0154 | 0.027899 | 0.11 | 0.0242 | 0.0275 | 0.055 | 0.2475 | 0.055 | 0.055 | 0.055 | 0.396 | 0.0506 | 0.044 | 0.11695 | 0.10572 | 0.18066 | 0.11145 | 0.15301 | 0.24933 | 0.23085 | 0.21908 | 0.15721 | 0.16775 | 0.25369 | 0.13635 | 0.20442 | 0.10335 | 0.1333 | 0.10664 | 0.18074 | 0.14674 | 0.11076 | 0.1909 | 0.2734 | 0.23894 | 0.33244 | 0.13712 | 0.12971 | 0.1844 | 0.15706 | 0.15583 | 0.33084 | 0.18769 | 0.21595 | 0.10488 | 0.094646 | 0.1637 | 0.098771 | 0.13422 | 0.22298 | 0.20044 | 0.19181 | 0.13658 | 0.14735 | 0.22084 | 0.12024 | 0.17997 | 0.092812 | 0.11848 | 0.094188 | 0.15927 | 0.1294 | 0.10076 | 0.16897 | 0.23948 | 0.20885 | 0.28638 | 0.12108 | 0.11481 | 0.15935 | 0.1388 | 0.14017 | 0.28493 | 0.16584 | 0.18654 | 0.092201 | 0.083111 | 0.14262 | 0.086931 | 0.11519 | 0.19395 | 0.17371 | 0.16615 | 0.11955 | 0.12833 | 0.19112 | 0.10458 | 0.15606 | 0.082194 | 0.10549 | 0.082194 | 0.13834 | 0.11336 | 0.090062 | 0.14659 | 0.20724 | 0.18066 | 0.24383 | 0.10633 | 0.10068 | 0.13697 | 0.12276 | 0.12428 | 0.24284 | 0.14438 | 0.16019 | 0.074861 | 0.067451 | 0.11481 | 0.070889 | 0.090521 | 0.15553 | 0.13865 | 0.13269 | 0.096938 | 0.10305 | 0.15224 | 0.083951 | 0.12497 | 0.067451 | 0.087618 | 0.066611 | 0.11099 | 0.091667 | 0.075167 | 0.11741 | 0.16561 | 0.14438 | 0.19067 | 0.086625 | 0.08166 | 0.1087 | 0.10091 | 0.10244 | 0.18975 | 0.11611 | 0.12734
56 | 0.00952 | 0.19496 | 0.01232 | 0.01568 | 0.028406 | 0.112 | 0.02464 | 0.028 | 0.056 | 0.252 | 0.056 | 0.056 | 0.056 | 0.4032 | 0.05152 | 0.0448 | 0.11908 | 0.10764 | 0.18394 | 0.11348 | 0.15579 | 0.25387 | 0.23504 | 0.22307 | 0.16007 | 0.1708 | 0.2583 | 0.13883 | 0.20813 | 0.10523 | 0.13572 | 0.10858 | 0.18402 | 0.14941 | 0.11278 | 0.19437 | 0.27837 | 0.24329 | 0.33849 | 0.13961 | 0.13207 | 0.18776 | 0.15991 | 0.15867 | 0.33686 | 0.1911 | 0.21988 | 0.10679 | 0.096367 | 0.16668 | 0.10057 | 0.13666 | 0.22703 | 0.20409 | 0.1953 | 0.13907 | 0.15003 | 0.22486 | 0.12242 | 0.18324 | 0.0945 | 0.12063 | 0.0959 | 0.16217 | 0.13176 | 0.10259 | 0.17204 | 0.24383 | 0.21264 | 0.29159 | 0.12328 | 0.1169 | 0.16224 | 0.14132 | 0.14272 | 0.29011 | 0.16886 | 0.18993 | 0.093878 | 0.084622 | 0.14521 | 0.088511 | 0.11729 | 0.19748 | 0.17687 | 0.16917 | 0.12172 | 0.13067 | 0.1946 | 0.10648 | 0.1589 | 0.083689 | 0.10741 | 0.083689 | 0.14086 | 0.11542 | 0.0917 | 0.14926 | 0.21101 | 0.18394 | 0.24827 | 0.10827 | 0.10251 | 0.13946 | 0.12499 | 0.12654 | 0.24726 | 0.147 | 0.1631 | 0.076222 | 0.068678 | 0.1169 | 0.072178 | 0.092167 | 0.15836 | 0.14117 | 0.1351 | 0.0987 | 0.10492 | 0.15501 | 0.085478 | 0.12724 | 0.068678 | 0.089211 | 0.067822 | 0.11301 | 0.093333 | 0.076533 | 0.11954 | 0.16862 | 0.147 | 0.19413 | 0.0882 | 0.083145 | 0.11068 | 0.10274 | 0.1043 | 0.1932 | 0.11822 | 0.12966
57 | 0.00969 | 0.19844 | 0.01254 | 0.01596 | 0.028913 | 0.114 | 0.02508 | 0.0285 | 0.057 | 0.2565 | 0.057 | 0.057 | 0.057 | 0.4104 | 0.05244 | 0.0456 | 0.1212 | 0.10957 | 0.18723 | 0.1155 | 0.15857 | 0.2584 | 0.23924 | 0.22705 | 0.16293 | 0.17385 | 0.26291 | 0.14131 | 0.21185 | 0.10711 | 0.13815 | 0.11052 | 0.18731 | 0.15208 | 0.11479 | 0.19784 | 0.28334 | 0.24763 | 0.34453 | 0.1421 | 0.13443 | 0.19111 | 0.16277 | 0.1615 | 0.34287 | 0.19451 | 0.2238 | 0.1087 | 0.098087 | 0.16965 | 0.10236 | 0.1391 | 0.23109 | 0.20773 | 0.19879 | 0.14155 | 0.15271 | 0.22887 | 0.12461 | 0.18652 | 0.096187 | 0.12279 | 0.097613 | 0.16506 | 0.13411 | 0.10442 | 0.17512 | 0.24819 | 0.21644 | 0.2968 | 0.12548 | 0.11899 | 0.16514 | 0.14385 | 0.14527 | 0.29529 | 0.17187 | 0.19332 | 0.095554 | 0.086133 | 0.1478 | 0.090092 | 0.11938 | 0.201 | 0.18002 | 0.17219 | 0.1239 | 0.133 | 0.19807 | 0.10838 | 0.16174 | 0.085183 | 0.10933 | 0.085183 | 0.14337 | 0.11748 | 0.093337 | 0.15192 | 0.21478 | 0.18723 | 0.2527 | 0.1102 | 0.10434 | 0.14195 | 0.12722 | 0.1288 | 0.25167 | 0.14963 | 0.16601 | 0.077583 | 0.069904 | 0.11899 | 0.073467 | 0.093812 | 0.16118 | 0.14369 | 0.13751 | 0.10046 | 0.1068 | 0.15778 | 0.087004 | 0.12952 | 0.069904 | 0.090804 | 0.069033 | 0.11503 | 0.095 | 0.0779 | 0.12168 | 0.17163 | 0.14963 | 0.1976 | 0.089775 | 0.084629 | 0.11265 | 0.10458 | 0.10616 | 0.19665 | 0.12033 | 0.13197
58 | 0.00986 | 0.20192 | 0.01276 | 0.01624 | 0.02942 | 0.116 | 0.02552 | 0.029 | 0.058 | 0.261 | 0.058 | 0.058 | 0.058 | 0.4176 | 0.05336 | 0.0464 | 0.12333 | 0.11149 | 0.19051 | 0.11753 | 0.16135 | 0.26293 | 0.24344 | 0.23103 | 0.16578 | 0.1769 | 0.26753 | 0.14379 | 0.21557 | 0.10899 | 0.14057 | 0.11246 | 0.19059 | 0.15475 | 0.11681 | 0.20131 | 0.28831 | 0.25198 | 0.35058 | 0.1446 | 0.13678 | 0.19446 | 0.16562 | 0.16433 | 0.34889 | 0.19793 | 0.22773 | 0.1106 | 0.099808 | 0.17263 | 0.10416 | 0.14154 | 0.23514 | 0.21138 | 0.20228 | 0.14403 | 0.15539 | 0.23289 | 0.12679 | 0.18979 | 0.097875 | 0.12494 | 0.099325 | 0.16796 | 0.13646 | 0.10625 | 0.17819 | 0.25254 | 0.22024 | 0.302 | 0.12768 | 0.12108 | 0.16804 | 0.14637 | 0.14782 | 0.30047 | 0.17489 | 0.19672 | 0.097231 | 0.087644 | 0.1504 | 0.091672 | 0.12148 | 0.20453 | 0.18318 | 0.17521 | 0.12607 | 0.13533 | 0.20155 | 0.11028 | 0.16458 | 0.086678 | 0.11125 | 0.086678 | 0.14589 | 0.11954 | 0.094975 | 0.15459 | 0.21855 | 0.19051 | 0.25713 | 0.11213 | 0.10617 | 0.14444 | 0.12945 | 0.13106 | 0.25609 | 0.15225 | 0.16892 | 0.078945 | 0.071131 | 0.12107 | 0.074756 | 0.095458 | 0.16401 | 0.14621 | 0.13992 | 0.10223 | 0.10867 | 0.16055 | 0.08853 | 0.13179 | 0.071131 | 0.092397 | 0.070244 | 0.11705 | 0.096667 | 0.079267 | 0.12381 | 0.17464 | 0.15225 | 0.20107 | 0.09135 | 0.086114 | 0.11463 | 0.10641 | 0.10803 | 0.2001 | 0.12244 | 0.13429
59 | 0.01003 | 0.2054 | 0.01298 | 0.01652 | 0.029928 | 0.118 | 0.02596 | 0.0295 | 0.059 | 0.2655 | 0.059 | 0.059 | 0.059 | 0.4248 | 0.05428 | 0.0472 | 0.12546 | 0.11341 | 0.1938 | 0.11956 | 0.16413 | 0.26747 | 0.24764 | 0.23502 | 0.16864 | 0.17995 | 0.27214 | 0.14627 | 0.21928 | 0.11087 | 0.14299 | 0.11439 | 0.19388 | 0.15742 | 0.11882 | 0.20478 | 0.29328 | 0.25632 | 0.35662 | 0.14709 | 0.13914 | 0.19781 | 0.16848 | 0.16717 | 0.3549 | 0.20134 | 0.23166 | 0.11251 | 0.10153 | 0.17561 | 0.10595 | 0.14398 | 0.2392 | 0.21502 | 0.20576 | 0.14652 | 0.15807 | 0.2369 | 0.12898 | 0.19306 | 0.099562 | 0.1271 | 0.10104 | 0.17085 | 0.13881 | 0.10808 | 0.18126 | 0.2569 | 0.22404 | 0.30721 | 0.12988 | 0.12316 | 0.17094 | 0.14889 | 0.15037 | 0.30565 | 0.1779 | 0.20011 | 0.098907 | 0.089156 | 0.15299 | 0.093253 | 0.12357 | 0.20806 | 0.18634 | 0.17823 | 0.12824 | 0.13767 | 0.20502 | 0.11218 | 0.16741 | 0.088172 | 0.11317 | 0.088172 | 0.1484 | 0.12161 | 0.096612 | 0.15725 | 0.22232 | 0.1938 | 0.26157 | 0.11407 | 0.108 | 0.14693 | 0.13168 | 0.13332 | 0.2605 | 0.15488 | 0.17184 | 0.080306 | 0.072357 | 0.12316 | 0.076044 | 0.097104 | 0.16684 | 0.14873 | 0.14234 | 0.10399 | 0.11054 | 0.16332 | 0.090057 | 0.13406 | 0.072357 | 0.09399 | 0.071455 | 0.11907 | 0.098333 | 0.080633 | 0.12595 | 0.17766 | 0.15488 | 0.20453 | 0.092925 | 0.087599 | 0.11661 | 0.10825 | 0.10989 | 0.20355 | 0.12456 | 0.1366
60 | 0.0102 | 0.20888 | 0.0132 | 0.0168 | 0.030435 | 0.12 | 0.0264 | 0.03 | 0.06 | 0.27 | 0.06 | 0.06 | 0.06 | 0.432 | 0.0552 | 0.048 | 0.12758 | 0.11533 | 0.19708 | 0.12158 | 0.16692 | 0.272 | 0.25183 | 0.239 | 0.1715 | 0.183 | 0.27675 | 0.14875 | 0.223 | 0.11275 | 0.14542 | 0.11633 | 0.19717 | 0.16008 | 0.12083 | 0.20825 | 0.29825 | 0.26067 | 0.36267 | 0.14958 | 0.1415 | 0.20117 | 0.17133 | 0.17 | 0.36092 | 0.20475 | 0.23558 | 0.11442 | 0.10325 | 0.17858 | 0.10775 | 0.14642 | 0.24325 | 0.21867 | 0.20925 | 0.149 | 0.16075 | 0.24092 | 0.13117 | 0.19633 | 0.10125 | 0.12925 | 0.10275 | 0.17375 | 0.14117 | 0.10992 | 0.18433 | 0.26125 | 0.22783 | 0.31242 | 0.13208 | 0.12525 | 0.17383 | 0.15142 | 0.15292 | 0.31083 | 0.18092 | 0.2035 | 0.10058 | 0.090667 | 0.15558 | 0.094833 | 0.12567 | 0.21158 | 0.1895 | 0.18125 | 0.13042 | 0.14 | 0.2085 | 0.11408 | 0.17025 | 0.089667 | 0.11508 | 0.089667 | 0.15092 | 0.12367 | 0.09825 | 0.15992 | 0.22608 | 0.19708 | 0.266 | 0.116 | 0.10983 | 0.14942 | 0.13392 | 0.13558 | 0.26492 | 0.1575 | 0.17475 | 0.081667 | 0.073583 | 0.12525 | 0.077333 | 0.09875 | 0.16967 | 0.15125 | 0.14475 | 0.10575 | 0.11242 | 0.16608 | 0.091583 | 0.13633 | 0.073583 | 0.095584 | 0.072667 | 0.12108 | 0.1 | 0.082 | 0.12808 | 0.18067 | 0.1575 | 0.208 | 0.0945 | 0.089083 | 0.11858 | 0.11008 | 0.11175 | 0.207 | 0.12667 | 0.13892
61 | 0.01037 | 0.21236 | 0.01342 | 0.01708 | 0.030942 | 0.122 | 0.02684 | 0.0305 | 0.061 | 0.2745 | 0.061 | 0.061 | 0.061 | 0.4392 | 0.05612 | 0.0488 | 0.12971 | 0.11726 | 0.20037 | 0.12361 | 0.1697 | 0.27653 | 0.25603 | 0.24298 | 0.17436 | 0.18605 | 0.28136 | 0.15123 | 0.22672 | 0.11463 | 0.14784 | 0.11827 | 0.20045 | 0.16275 | 0.12285 | 0.21172 | 0.30322 | 0.26501 | 0.36871 | 0.15208 | 0.14386 | 0.20452 | 0.17419 | 0.17283 | 0.36693 | 0.20816 | 0.23951 | 0.11632 | 0.10497 | 0.18156 | 0.10955 | 0.14886 | 0.2473 | 0.22231 | 0.21274 | 0.15148 | 0.16343 | 0.24493 | 0.13335 | 0.19961 | 0.10294 | 0.1314 | 0.10446 | 0.17665 | 0.14352 | 0.11175 | 0.18741 | 0.2656 | 0.23163 | 0.31762 | 0.13428 | 0.12734 | 0.17673 | 0.15394 | 0.15547 | 0.31601 | 0.18393 | 0.20689 | 0.10226 | 0.092178 | 0.15818 | 0.096414 | 0.12776 | 0.21511 | 0.19266 | 0.18427 | 0.13259 | 0.14233 | 0.21197 | 0.11598 | 0.17309 | 0.091161 | 0.117 | 0.091161 | 0.15343 | 0.12573 | 0.099887 | 0.16258 | 0.22985 | 0.20037 | 0.27043 | 0.11793 | 0.11166 | 0.15191 | 0.13615 | 0.13784 | 0.26933 | 0.16013 | 0.17766 | 0.083028 | 0.07481 | 0.12734 | 0.078622 | 0.1004 | 0.17249 | 0.15377 | 0.14716 | 0.10751 | 0.11429 | 0.16885 | 0.09311 | 0.13861 | 0.07481 | 0.097177 | 0.073878 | 0.1231 | 0.10167 | 0.083367 | 0.13022 | 0.18368 | 0.16013 | 0.21147 | 0.096075 | 0.090568 | 0.12056 | 0.11192 | 0.11361 | 0.21045 | 0.12878 | 0.14123
62 | 0.01054 | 0.21584 | 0.01364 | 0.01736 | 0.031449 | 0.124 | 0.02728 | 0.031 | 0.062 | 0.279 | 0.062 | 0.062 | 0.062 | 0.4464 | 0.05704 | 0.0496 | 0.13184 | 0.11918 | 0.20365 | 0.12564 | 0.17248 | 0.28107 | 0.26023 | 0.24697 | 0.17722 | 0.1891 | 0.28598 | 0.15371 | 0.23043 | 0.11651 | 0.15026 | 0.12021 | 0.20374 | 0.16542 | 0.12486 | 0.21519 | 0.30819 | 0.26936 | 0.37476 | 0.15457 | 0.14622 | 0.20787 | 0.17704 | 0.17567 | 0.37295 | 0.21158 | 0.24344 | 0.11823 | 0.10669 | 0.18454 | 0.11134 | 0.1513 | 0.25136 | 0.22596 | 0.21623 | 0.15397 | 0.16611 | 0.24895 | 0.13554 | 0.20288 | 0.10462 | 0.13356 | 0.10618 | 0.17954 | 0.14587 | 0.11358 | 0.19048 | 0.26996 | 0.23543 | 0.32283 | 0.13649 | 0.12943 | 0.17963 | 0.15646 | 0.15801 | 0.32119 | 0.18695 | 0.21028 | 0.10394 | 0.093689 | 0.16077 | 0.097995 | 0.12986 | 0.21864 | 0.19582 | 0.18729 | 0.13476 | 0.14467 | 0.21545 | 0.11789 | 0.17593 | 0.092656 | 0.11892 | 0.092656 | 0.15595 | 0.12779 | 0.10152 | 0.16525 | 0.23362 | 0.20365 | 0.27487 | 0.11987 | 0.11349 | 0.1544 | 0.13838 | 0.1401 | 0.27375 | 0.16275 | 0.18057 | 0.084389 | 0.076036 | 0.12942 | 0.079911 | 0.10204 | 0.17532 | 0.15629 | 0.14957 | 0.10928 | 0.11616 | 0.17162 | 0.094636 | 0.14088 | 0.076036 | 0.09877 | 0.075089 | 0.12512 | 0.10333 | 0.084733 | 0.13235 | 0.18669 | 0.16275 | 0.21493 | 0.09765 | 0.092053 | 0.12254 | 0.11375 | 0.11548 | 0.2139 | 0.13089 | 0.14355
63 | 0.01071 | 0.21933 | 0.01386 | 0.01764 | 0.031957 | 0.126 | 0.02772 | 0.0315 | 0.063 | 0.2835 | 0.063 | 0.063 | 0.063 | 0.4536 | 0.05796 | 0.0504 | 0.13396 | 0.1211 | 0.20694 | 0.12766 | 0.17526 | 0.2856 | 0.26443 | 0.25095 | 0.18008 | 0.19215 | 0.29059 | 0.15619 | 0.23415 | 0.11839 | 0.15269 | 0.12215 | 0.20702 | 0.16809 | 0.12688 | 0.21866 | 0.31316 | 0.2737 | 0.3808 | 0.15706 | 0.14858 | 0.21123 | 0.1799 | 0.1785 | 0.37896 | 0.21499 | 0.24736 | 0.12014 | 0.10841 | 0.18751 | 0.11314 | 0.15374 | 0.25541 | 0.2296 | 0.21971 | 0.15645 | 0.16879 | 0.25296 | 0.13773 | 0.20615 | 0.10631 | 0.13571 | 0.10789 | 0.18244 | 0.14823 | 0.11541 | 0.19355 | 0.27431 | 0.23922 | 0.32804 | 0.13869 | 0.13151 | 0.18252 | 0.15899 | 0.16056 | 0.32638 | 0.18996 | 0.21367 | 0.10561 | 0.0952 | 0.16336 | 0.099575 | 0.13195 | 0.22216 | 0.19897 | 0.19031 | 0.13694 | 0.147 | 0.21892 | 0.11979 | 0.17876 | 0.09415 | 0.12084 | 0.09415 | 0.15846 | 0.12985 | 0.10316 | 0.16791 | 0.23739 | 0.20694 | 0.2793 | 0.1218 | 0.11532 | 0.15689 | 0.14061 | 0.14236 | 0.27816 | 0.16538 | 0.18349 | 0.08575 | 0.077263 | 0.13151 | 0.0812 | 0.10369 | 0.17815 | 0.15881 | 0.15199 | 0.11104 | 0.11804 | 0.17439 | 0.096162 | 0.14315 | 0.077263 | 0.10036 | 0.0763 | 0.12714 | 0.105 | 0.0861 | 0.13449 | 0.1897 | 0.16538 | 0.2184 | 0.099225 | 0.093538 | 0.12451 | 0.11559 | 0.11734 | 0.21735 | 0.133 | 0.14586
64 | 0.01088 | 0.22281 | 0.01408 | 0.01792 | 0.032464 | 0.128 | 0.02816 | 0.032 | 0.064 | 0.288 | 0.064 | 0.064 | 0.064 | 0.4608 | 0.05888 | 0.0512 | 0.13609 | 0.12302 | 0.21022 | 0.12969 | 0.17804 | 0.29013 | 0.26862 | 0.25493 | 0.18293 | 0.1952 | 0.2952 | 0.15867 | 0.23787 | 0.12027 | 0.15511 | 0.12409 | 0.21031 | 0.17076 | 0.12889 | 0.22213 | 0.31813 | 0.27804 | 0.38684 | 0.15956 | 0.15093 | 0.21458 | 0.18276 | 0.18133 | 0.38498 | 0.2184 | 0.25129 | 0.12204 | 0.11013 | 0.19049 | 0.11493 | 0.15618 | 0.25947 | 0.23324 | 0.2232 | 0.15893 | 0.17147 | 0.25698 | 0.13991 | 0.20942 | 0.108 | 0.13787 | 0.1096 | 0.18533 | 0.15058 | 0.11724 | 0.19662 | 0.27867 | 0.24302 | 0.33324 | 0.14089 | 0.1336 | 0.18542 | 0.16151 | 0.16311 | 0.33156 | 0.19298 | 0.21707 | 0.10729 | 0.096711 | 0.16596 | 0.10116 | 0.13404 | 0.22569 | 0.20213 | 0.19333 | 0.13911 | 0.14933 | 0.2224 | 0.12169 | 0.1816 | 0.095644 | 0.12276 | 0.095644 | 0.16098 | 0.13191 | 0.1048 | 0.17058 | 0.24116 | 0.21022 | 0.28373 | 0.12373 | 0.11716 | 0.15938 | 0.14284 | 0.14462 | 0.28258 | 0.168 | 0.1864 | 0.087111 | 0.078489 | 0.1336 | 0.082489 | 0.10533 | 0.18098 | 0.16133 | 0.1544 | 0.1128 | 0.11991 | 0.17716 | 0.097689 | 0.14542 | 0.078489 | 0.10196 | 0.077511 | 0.12916 | 0.10667 | 0.087467 | 0.13662 | 0.19271 | 0.168 | 0.22187 | 0.1008 | 0.095022 | 0.12649 | 0.11742 | 0.1192 | 0.2208 | 0.13511 | 0.14818
65 | 0.01105 | 0.22629 | 0.0143 | 0.0182 | 0.032971 | 0.13 | 0.0286 | 0.0325 | 0.065 | 0.2925 | 0.065 | 0.065 | 0.065 | 0.468 | 0.0598 | 0.052 | 0.13822 | 0.12494 | 0.21351 | 0.13172 | 0.18083 | 0.29467 | 0.27282 | 0.25892 | 0.18579 | 0.19825 | 0.29981 | 0.16115 | 0.24158 | 0.12215 | 0.15753 | 0.12603 | 0.2136 | 0.17342 | 0.1309 | 0.2256 | 0.3231 | 0.28239 | 0.39289 | 0.16205 | 0.15329 | 0.21793 | 0.18561 | 0.18417 | 0.39099 | 0.22181 | 0.25522 | 0.12395 | 0.11185 | 0.19347 | 0.11673 | 0.15862 | 0.26352 | 0.23689 | 0.22669 | 0.16142 | 0.17415 | 0.26099 | 0.1421 | 0.21269 | 0.10969 | 0.14002 | 0.11131 | 0.18823 | 0.15293 | 0.11908 | 0.19969 | 0.28302 | 0.24682 | 0.33845 | 0.14309 | 0.13569 | 0.18832 | 0.16403 | 0.16566 | 0.33674 | 0.19599 | 0.22046 | 0.10897 | 0.098222 | 0.16855 | 0.10274 | 0.13614 | 0.22922 | 0.20529 | 0.19635 | 0.14128 | 0.15167 | 0.22587 | 0.12359 | 0.18444 | 0.097139 | 0.12467 | 0.097139 | 0.16349 | 0.13397 | 0.10644 | 0.17324 | 0.24492 | 0.21351 | 0.28817 | 0.12567 | 0.11899 | 0.16187 | 0.14508 | 0.14688 | 0.28699 | 0.17063 | 0.18931 | 0.088472 | 0.079715 | 0.13569 | 0.083778 | 0.10698 | 0.18381 | 0.16385 | 0.15681 | 0.11456 | 0.12178 | 0.17992 | 0.099215 | 0.14769 | 0.079715 | 0.10355 | 0.078722 | 0.13117 | 0.10833 | 0.088833 | 0.13876 | 0.19572 | 0.17063 | 0.22533 | 0.10238 | 0.096507 | 0.12847 | 0.11926 | 0.12106 | 0.22425 | 0.13722 | 0.15049
66 | 0.01122 | 0.22977 | 0.01452 | 0.01848 | 0.033478 | 0.132 | 0.02904 | 0.033 | 0.066 | 0.297 | 0.066 | 0.066 | 0.066 | 0.4752 | 0.06072 | 0.0528 | 0.14034 | 0.12687 | 0.21679 | 0.13374 | 0.18361 | 0.2992 | 0.27702 | 0.2629 | 0.18865 | 0.2013 | 0.30443 | 0.16363 | 0.2453 | 0.12402 | 0.15996 | 0.12797 | 0.21688 | 0.17609 | 0.13292 | 0.22907 | 0.32807 | 0.28673 | 0.39893 | 0.16454 | 0.15565 | 0.22128 | 0.18847 | 0.187 | 0.39701 | 0.22523 | 0.25914 | 0.12586 | 0.11357 | 0.19644 | 0.11853 | 0.16106 | 0.26757 | 0.24053 | 0.23018 | 0.1639 | 0.17683 | 0.26501 | 0.14428 | 0.21597 | 0.11137 | 0.14218 | 0.11303 | 0.19112 | 0.15528 | 0.12091 | 0.20277 | 0.28737 | 0.25062 | 0.34366 | 0.14529 | 0.13778 | 0.19122 | 0.16656 | 0.16821 | 0.34192 | 0.19901 | 0.22385 | 0.11064 | 0.099733 | 0.17114 | 0.10432 | 0.13823 | 0.23274 | 0.20845 | 0.19938 | 0.14346 | 0.154 | 0.22935 | 0.12549 | 0.18728 | 0.098633 | 0.12659 | 0.098633 | 0.16601 | 0.13603 | 0.10807 | 0.17591 | 0.24869 | 0.21679 | 0.2926 | 0.1276 | 0.12082 | 0.16436 | 0.14731 | 0.14914 | 0.29141 | 0.17325 | 0.19222 | 0.089833 | 0.080942 | 0.13777 | 0.085067 | 0.10862 | 0.18663 | 0.16638 | 0.15922 | 0.11633 | 0.12366 | 0.18269 | 0.10074 | 0.14997 | 0.080942 | 0.10514 | 0.079933 | 0.13319 | 0.11 | 0.0902 | 0.14089 | 0.19873 | 0.17325 | 0.2288 | 0.10395 | 0.097992 | 0.13044 | 0.12109 | 0.12293 | 0.2277 | 0.13933 | 0.15281
67 | 0.01139 | 0.23325 | 0.01474 | 0.01876 | 0.033986 | 0.134 | 0.02948 | 0.0335 | 0.067 | 0.3015 | 0.067 | 0.067 | 0.067 | 0.4824 | 0.06164 | 0.0536 | 0.14247 | 0.12879 | 0.22008 | 0.13577 | 0.18639 | 0.30373 | 0.28121 | 0.26688 | 0.19151 | 0.20435 | 0.30904 | 0.1661 | 0.24902 | 0.1259 | 0.16238 | 0.12991 | 0.22017 | 0.17876 | 0.13493 | 0.23255 | 0.33305 | 0.29108 | 0.40498 | 0.16703 | 0.15801 | 0.22464 | 0.19132 | 0.18983 | 0.40302 | 0.22864 | 0.26307 | 0.12777 | 0.1153 | 0.19942 | 0.12032 | 0.1635 | 0.27163 | 0.24418 | 0.23366 | 0.16638 | 0.1795 | 0.26902 | 0.14647 | 0.21924 | 0.11306 | 0.14433 | 0.11474 | 0.19402 | 0.15764 | 0.12274 | 0.20584 | 0.29173 | 0.25441 | 0.34887 | 0.14749 | 0.13986 | 0.19411 | 0.16908 | 0.17076 | 0.3471 | 0.20202 | 0.22724 | 0.11232 | 0.10124 | 0.17373 | 0.1059 | 0.14033 | 0.23627 | 0.21161 | 0.2024 | 0.14563 | 0.15633 | 0.23282 | 0.12739 | 0.19011 | 0.10013 | 0.12851 | 0.10013 | 0.16852 | 0.13809 | 0.10971 | 0.17857 | 0.25246 | 0.22008 | 0.29703 | 0.12953 | 0.12265 | 0.16685 | 0.14954 | 0.1514 | 0.29582 | 0.17588 | 0.19514 | 0.091195 | 0.082168 | 0.13986 | 0.086356 | 0.11027 | 0.18946 | 0.1689 | 0.16164 | 0.11809 | 0.12553 | 0.18546 | 0.10227 | 0.15224 | 0.082168 | 0.10673 | 0.081144 | 0.13521 | 0.11167 | 0.091567 | 0.14303 | 0.20174 | 0.17588 | 0.23227 | 0.10553 | 0.099476 | 0.13242 | 0.12293 | 0.12479 | 0.23115 | 0.14144 | 0.15512
68 | 0.01156 | 0.23673 | 0.01496 | 0.01904 | 0.034493 | 0.136 | 0.02992 | 0.034 | 0.068 | 0.306 | 0.068 | 0.068 | 0.068 | 0.4896 | 0.06256 | 0.0544 | 0.14459 | 0.13071 | 0.22336 | 0.13779 | 0.18917 | 0.30827 | 0.28541 | 0.27087 | 0.19437 | 0.2074 | 0.31365 | 0.16858 | 0.25273 | 0.12778 | 0.16481 | 0.13184 | 0.22346 | 0.18143 | 0.13694 | 0.23602 | 0.33802 | 0.29542 | 0.41102 | 0.16953 | 0.16037 | 0.22799 | 0.19418 | 0.19267 | 0.40904 | 0.23205 | 0.26699 | 0.12967 | 0.11702 | 0.20239 | 0.12212 | 0.16594 | 0.27568 | 0.24782 | 0.23715 | 0.16887 | 0.18218 | 0.27304 | 0.14866 | 0.22251 | 0.11475 | 0.14648 | 0.11645 | 0.19692 | 0.15999 | 0.12457 | 0.20891 | 0.29608 | 0.25821 | 0.35407 | 0.14969 | 0.14195 | 0.19701 | 0.17161 | 0.17331 | 0.35228 | 0.20504 | 0.23063 | 0.11399 | 0.10276 | 0.17633 | 0.10748 | 0.14242 | 0.23979 | 0.21477 | 0.20542 | 0.14781 | 0.15867 | 0.2363 | 0.12929 | 0.19295 | 0.10162 | 0.13043 | 0.10162 | 0.17104 | 0.14016 | 0.11135 | 0.18124 | 0.25623 | 0.22336 | 0.30147 | 0.13147 | 0.12448 | 0.16934 | 0.15177 | 0.15366 | 0.30024 | 0.1785 | 0.19805 | 0.092556 | 0.083395 | 0.14195 | 0.087644 | 0.11192 | 0.19229 | 0.17142 | 0.16405 | 0.11985 | 0.12741 | 0.18823 | 0.10379 | 0.15451 | 0.083394 | 0.10833 | 0.082355 | 0.13723 | 0.11333 | 0.092933 | 0.14516 | 0.20476 | 0.1785 | 0.23573 | 0.1071 | 0.10096 | 0.13439 | 0.12476 | 0.12665 | 0.2346 | 0.14356 | 0.15744
69 | 0.01173 | 0.24021 | 0.01518 | 0.01932 | 0.035 | 0.138 | 0.03036 | 0.0345 | 0.069 | 0.3105 | 0.069 | 0.069 | 0.069 | 0.4968 | 0.06348 | 0.0552 | 0.14672 | 0.13263 | 0.22665 | 0.13982 | 0.19195 | 0.3128 | 0.28961 | 0.27485 | 0.19723 | 0.21045 | 0.31826 | 0.17106 | 0.25645 | 0.12966 | 0.16723 | 0.13378 | 0.22674 | 0.1841 | 0.13896 | 0.23949 | 0.34299 | 0.29977 | 0.41707 | 0.17202 | 0.16273 | 0.23134 | 0.19703 | 0.1955 | 0.41505 | 0.23546 | 0.27092 | 0.13158 | 0.11874 | 0.20537 | 0.12391 | 0.16838 | 0.27974 | 0.25147 | 0.24064 | 0.17135 | 0.18486 | 0.27705 | 0.15084 | 0.22578 | 0.11644 | 0.14864 | 0.11816 | 0.19981 | 0.16234 | 0.1264 | 0.21198 | 0.30044 | 0.26201 | 0.35928 | 0.1519 | 0.14404 | 0.19991 | 0.17413 | 0.17585 | 0.35746 | 0.20805 | 0.23402 | 0.11567 | 0.10427 | 0.17892 | 0.10906 | 0.14452 | 0.24332 | 0.21792 | 0.20844 | 0.14998 | 0.161 | 0.23977 | 0.1312 | 0.19579 | 0.10312 | 0.13235 | 0.10312 | 0.17355 | 0.14222 | 0.11299 | 0.1839 | 0.26 | 0.22665 | 0.3059 | 0.1334 | 0.12631 | 0.17183 | 0.154 | 0.15592 | 0.30465 | 0.18113 | 0.20096 | 0.093917 | 0.084621 | 0.14404 | 0.088933 | 0.11356 | 0.19512 | 0.17394 | 0.16646 | 0.12161 | 0.12928 | 0.191 | 0.10532 | 0.15678 | 0.084621 | 0.10992 | 0.083567 | 0.13925 | 0.115 | 0.0943 | 0.1473 | 0.20777 | 0.18113 | 0.2392 | 0.10868 | 0.10245 | 0.13637 | 0.1266 | 0.12851 | 0.23805 | 0.14567 | 0.15975
70 | 0.0119 | 0.24369 | 0.0154 | 0.0196 | 0.035507 | 0.14 | 0.0308 | 0.035 | 0.07 | 0.315 | 0.07 | 0.07 | 0.07 | 0.504 | 0.0644 | 0.056 | 0.14885 | 0.13456 | 0.22993 | 0.14185 | 0.19474 | 0.31733 | 0.29381 | 0.27883 | 0.20008 | 0.2135 | 0.32288 | 0.17354 | 0.26017 | 0.13154 | 0.16965 | 0.13572 | 0.23003 | 0.18676 | 0.14097 | 0.24296 | 0.34796 | 0.30411 | 0.42311 | 0.17451 | 0.16508 | 0.23469 | 0.19989 | 0.19833 | 0.42107 | 0.23888 | 0.27485 | 0.13349 | 0.12046 | 0.20835 | 0.12571 | 0.17082 | 0.28379 | 0.25511 | 0.24413 | 0.17383 | 0.18754 | 0.28107 | 0.15303 | 0.22906 | 0.11812 | 0.15079 | 0.11988 | 0.20271 | 0.16469 | 0.12824 | 0.21506 | 0.30479 | 0.26581 | 0.36449 | 0.1541 | 0.14613 | 0.20281 | 0.17665 | 0.1784 | 0.36264 | 0.21107 | 0.23742 | 0.11735 | 0.10578 | 0.18151 | 0.11064 | 0.14661 | 0.24685 | 0.22108 | 0.21146 | 0.15215 | 0.16333 | 0.24325 | 0.1331 | 0.19863 | 0.10461 | 0.13426 | 0.10461 | 0.17607 | 0.14428 | 0.11462 | 0.18657 | 0.26376 | 0.22993 | 0.31033 | 0.13533 | 0.12814 | 0.17432 | 0.15624 | 0.15818 | 0.30907 | 0.18375 | 0.20387 | 0.095278 | 0.085847 | 0.14612 | 0.090222 | 0.11521 | 0.19794 | 0.17646 | 0.16887 | 0.12338 | 0.13115 | 0.19376 | 0.10685 | 0.15906 | 0.085847 | 0.11151 | 0.084778 | 0.14126 | 0.11667 | 0.095667 | 0.14943 | 0.21078 | 0.18375 | 0.24267 | 0.11025 | 0.10393 | 0.13835 | 0.12843 | 0.13038 | 0.2415 | 0.14778 | 0.16207
71 | 0.01207 | 0.24718 | 0.01562 | 0.01988 | 0.036014 | 0.142 | 0.03124 | 0.0355 | 0.071 | 0.3195 | 0.071 | 0.071 | 0.071 | 0.5112 | 0.06532 | 0.0568 | 0.15097 | 0.13648 | 0.23322 | 0.14387 | 0.19752 | 0.32187 | 0.298 | 0.28282 | 0.20294 | 0.21655 | 0.32749 | 0.17602 | 0.26388 | 0.13342 | 0.17208 | 0.13766 | 0.23331 | 0.18943 | 0.14299 | 0.24643 | 0.35293 | 0.30846 | 0.42916 | 0.17701 | 0.16744 | 0.23805 | 0.20274 | 0.20117 | 0.42708 | 0.24229 | 0.27877 | 0.13539 | 0.12218 | 0.21132 | 0.1275 | 0.17326 | 0.28785 | 0.25876 | 0.24761 | 0.17632 | 0.19022 | 0.28508 | 0.15521 | 0.23233 | 0.11981 | 0.15295 | 0.12159 | 0.2056 | 0.16705 | 0.13007 | 0.21813 | 0.30915 | 0.2696 | 0.36969 | 0.1563 | 0.14821 | 0.2057 | 0.17918 | 0.18095 | 0.36782 | 0.21408 | 0.24081 | 0.11902 | 0.10729 | 0.18411 | 0.11222 | 0.14871 | 0.25037 | 0.22424 | 0.21448 | 0.15433 | 0.16567 | 0.24672 | 0.135 | 0.20146 | 0.10611 | 0.13618 | 0.10611 | 0.17858 | 0.14634 | 0.11626 | 0.18923 | 0.26753 | 0.23322 | 0.31477 | 0.13727 | 0.12997 | 0.17681 | 0.15847 | 0.16044 | 0.31348 | 0.18638 | 0.20679 | 0.096639 | 0.087074 | 0.14821 | 0.091511 | 0.11685 | 0.20077 | 0.17898 | 0.17129 | 0.12514 | 0.13303 | 0.19653 | 0.10837 | 0.16133 | 0.087074 | 0.11311 | 0.085989 | 0.14328 | 0.11833 | 0.097033 | 0.15157 | 0.21379 | 0.18638 | 0.24613 | 0.11183 | 0.10542 | 0.14032 | 0.13027 | 0.13224 | 0.24495 | 0.14989 | 0.16438
72 | 0.01224 | 0.25066 | 0.01584 | 0.02016 | 0.036522 | 0.144 | 0.03168 | 0.036 | 0.072 | 0.324 | 0.072 | 0.072 | 0.072 | 0.5184 | 0.06624 | 0.0576 | 0.1531 | 0.1384 | 0.2365 | 0.1459 | 0.2003 | 0.3264 | 0.3022 | 0.2868 | 0.2058 | 0.2196 | 0.3321 | 0.1785 | 0.2676 | 0.1353 | 0.1745 | 0.1396 | 0.2366 | 0.1921 | 0.145 | 0.2499 | 0.3579 | 0.3128 | 0.4352 | 0.1795 | 0.1698 | 0.2414 | 0.2056 | 0.204 | 0.4331 | 0.2457 | 0.2827 | 0.1373 | 0.1239 | 0.2143 | 0.1293 | 0.1757 | 0.2919 | 0.2624 | 0.2511 | 0.1788 | 0.1929 | 0.2891 | 0.1574 | 0.2356 | 0.1215 | 0.1551 | 0.1233 | 0.2085 | 0.1694 | 0.1319 | 0.2212 | 0.3135 | 0.2734 | 0.3749 | 0.1585 | 0.1503 | 0.2086 | 0.1817 | 0.1835 | 0.373 | 0.2171 | 0.2442 | 0.1207 | 0.1088 | 0.1867 | 0.1138 | 0.1508 | 0.2539 | 0.2274 | 0.2175 | 0.1565 | 0.168 | 0.2502 | 0.1369 | 0.2043 | 0.1076 | 0.1381 | 0.1076 | 0.1811 | 0.1484 | 0.1179 | 0.1919 | 0.2713 | 0.2365 | 0.3192 | 0.1392 | 0.1318 | 0.1793 | 0.1607 | 0.1627 | 0.3179 | 0.189 | 0.2097 | 0.098 | 0.0883 | 0.1503 | 0.0928 | 0.1185 | 0.2036 | 0.1815 | 0.1737 | 0.1269 | 0.1349 | 0.1993 | 0.1099 | 0.1636 | 0.0883 | 0.1147 | 0.0872 | 0.1453 | 0.12 | 0.0984 | 0.1537 | 0.2168 | 0.189 | 0.2496 | 0.1134 | 0.1069 | 0.1423 | 0.1321 | 0.1341 | 0.2484 | 0.152 | 0.1667
73 | 0.01241 | 0.25414 | 0.01606 | 0.02044 | 0.037029 | 0.146 | 0.03212 | 0.0365 | 0.073 | 0.3285 | 0.073 | 0.073 | 0.073 | 0.5256 | 0.06716 | 0.0584 | 0.15523 | 0.14032 | 0.23979 | 0.14793 | 0.20308 | 0.33093 | 0.3064 | 0.29078 | 0.20866 | 0.22265 | 0.33671 | 0.18098 | 0.27132 | 0.13718 | 0.17692 | 0.14154 | 0.23989 | 0.19477 | 0.14701 | 0.25337 | 0.36287 | 0.31714 | 0.44124 | 0.18199 | 0.17216 | 0.24475 | 0.20846 | 0.20683 | 0.43912 | 0.24911 | 0.28663 | 0.13921 | 0.12562 | 0.21728 | 0.1311 | 0.17814 | 0.29595 | 0.26604 | 0.25459 | 0.18128 | 0.19558 | 0.29312 | 0.15959 | 0.23887 | 0.12319 | 0.15725 | 0.12501 | 0.2114 | 0.17175 | 0.13373 | 0.22427 | 0.31785 | 0.2772 | 0.38011 | 0.1607 | 0.15239 | 0.2115 | 0.18422 | 0.18605 | 0.37818 | 0.22012 | 0.24759 | 0.12238 | 0.11031 | 0.18929 | 0.11538 | 0.15289 | 0.25743 | 0.23056 | 0.22052 | 0.15867 | 0.17033 | 0.25367 | 0.1388 | 0.20714 | 0.10909 | 0.14002 | 0.10909 | 0.18362 | 0.15046 | 0.11954 | 0.19457 | 0.27507 | 0.23979 | 0.32363 | 0.14113 | 0.13363 | 0.18179 | 0.16293 | 0.16496 | 0.32232 | 0.19163 | 0.21261 | 0.099361 | 0.089526 | 0.15239 | 0.094089 | 0.12015 | 0.20643 | 0.18402 | 0.17611 | 0.12866 | 0.13677 | 0.20207 | 0.11143 | 0.16587 | 0.089526 | 0.11629 | 0.088411 | 0.14732 | 0.12167 | 0.099767 | 0.15583 | 0.21981 | 0.19163 | 0.25307 | 0.11498 | 0.10838 | 0.14428 | 0.13393 | 0.13596 | 0.25185 | 0.15411 | 0.16902
74 | 0.01258 | 0.25762 | 0.01628 | 0.02072 | 0.037536 | 0.148 | 0.03256 | 0.037 | 0.074 | 0.333 | 0.074 | 0.074 | 0.074 | 0.5328 | 0.06808 | 0.0592 | 0.15735 | 0.14224 | 0.24307 | 0.14995 | 0.20586 | 0.33547 | 0.31059 | 0.29477 | 0.21152 | 0.2257 | 0.34133 | 0.18346 | 0.27503 | 0.13906 | 0.17935 | 0.14348 | 0.24317 | 0.19744 | 0.14903 | 0.25684 | 0.36784 | 0.32149 | 0.44729 | 0.18449 | 0.17452 | 0.24811 | 0.21131 | 0.20967 | 0.44513 | 0.25253 | 0.29055 | 0.14111 | 0.12734 | 0.22025 | 0.13289 | 0.18058 | 0.30001 | 0.26969 | 0.25808 | 0.18377 | 0.19826 | 0.29713 | 0.16177 | 0.24214 | 0.12487 | 0.15941 | 0.12673 | 0.21429 | 0.17411 | 0.13556 | 0.22734 | 0.32221 | 0.28099 | 0.38531 | 0.1629 | 0.15448 | 0.21439 | 0.18675 | 0.1886 | 0.38336 | 0.22313 | 0.25098 | 0.12405 | 0.11182 | 0.19189 | 0.11696 | 0.15499 | 0.26095 | 0.23372 | 0.22354 | 0.16085 | 0.17267 | 0.25715 | 0.1407 | 0.20998 | 0.11059 | 0.14194 | 0.11059 | 0.18613 | 0.15252 | 0.12117 | 0.19723 | 0.27884 | 0.24307 | 0.32807 | 0.14307 | 0.13546 | 0.18428 | 0.16516 | 0.16722 | 0.32673 | 0.19425 | 0.21552 | 0.10072 | 0.090753 | 0.15447 | 0.095378 | 0.12179 | 0.20926 | 0.18654 | 0.17852 | 0.13043 | 0.13865 | 0.20484 | 0.11295 | 0.16814 | 0.090753 | 0.11789 | 0.089622 | 0.14934 | 0.12333 | 0.10113 | 0.15797 | 0.22282 | 0.19425 | 0.25653 | 0.11655 | 0.10987 | 0.14625 | 0.13577 | 0.13783 | 0.2553 | 0.15622 | 0.17133
75 | 0.01275 | 0.2611 | 0.0165 | 0.021 | 0.038043 | 0.15 | 0.033 | 0.0375 | 0.075 | 0.3375 | 0.075 | 0.075 | 0.075 | 0.54 | 0.069 | 0.06 | 0.15948 | 0.14417 | 0.24635 | 0.15198 | 0.20865 | 0.34 | 0.31479 | 0.29875 | 0.21438 | 0.22875 | 0.34594 | 0.18594 | 0.27875 | 0.14094 | 0.18177 | 0.14542 | 0.24646 | 0.2001 | 0.15104 | 0.26031 | 0.37281 | 0.32583 | 0.45333 | 0.18698 | 0.17688 | 0.25146 | 0.21417 | 0.2125 | 0.45115 | 0.25594 | 0.29448 | 0.14302 | 0.12906 | 0.22323 | 0.13469 | 0.18302 | 0.30406 | 0.27333 | 0.26156 | 0.18625 | 0.20094 | 0.30115 | 0.16396 | 0.24542 | 0.12656 | 0.16156 | 0.12844 | 0.21719 | 0.17646 | 0.1374 | 0.23042 | 0.32656 | 0.28479 | 0.39052 | 0.1651 | 0.15656 | 0.21729 | 0.18927 | 0.19115 | 0.38854 | 0.22615 | 0.25437 | 0.12573 | 0.11333 | 0.19448 | 0.11854 | 0.15708 | 0.26448 | 0.23687 | 0.22656 | 0.16302 | 0.175 | 0.26062 | 0.1426 | 0.21281 | 0.11208 | 0.14385 | 0.11208 | 0.18865 | 0.15458 | 0.12281 | 0.1999 | 0.2826 | 0.24635 | 0.3325 | 0.145 | 0.13729 | 0.18677 | 0.1674 | 0.16948 | 0.33115 | 0.19688 | 0.21844 | 0.10208 | 0.091979 | 0.15656 | 0.096667 | 0.12344 | 0.21208 | 0.18906 | 0.18094 | 0.13219 | 0.14052 | 0.2076 | 0.11448 | 0.17042 | 0.091979 | 0.11948 | 0.090833 | 0.15135 | 0.125 | 0.1025 | 0.1601 | 0.22583 | 0.19688 | 0.26 | 0.11813 | 0.11135 | 0.14823 | 0.1376 | 0.13969 | 0.25875 | 0.15833 | 0.17365
76 | 0.01292 | 0.26458 | 0.01672 | 0.02128 | 0.038551 | 0.152 | 0.03344 | 0.038 | 0.076 | 0.342 | 0.076 | 0.076 | 0.076 | 0.5472 | 0.06992 | 0.0608 | 0.16161 | 0.14609 | 0.24964 | 0.15401 | 0.21143 | 0.34453 | 0.31899 | 0.30273 | 0.21723 | 0.2318 | 0.35055 | 0.18842 | 0.28247 | 0.14282 | 0.18419 | 0.14736 | 0.24974 | 0.20277 | 0.15306 | 0.26378 | 0.37778 | 0.33018 | 0.45938 | 0.18947 | 0.17923 | 0.25481 | 0.21702 | 0.21533 | 0.45716 | 0.25935 | 0.29841 | 0.14493 | 0.13078 | 0.22621 | 0.13648 | 0.18546 | 0.30812 | 0.27698 | 0.26505 | 0.18873 | 0.20362 | 0.30516 | 0.16614 | 0.24869 | 0.12825 | 0.16372 | 0.13015 | 0.22008 | 0.17881 | 0.13923 | 0.23349 | 0.33092 | 0.28859 | 0.39573 | 0.16731 | 0.15865 | 0.22019 | 0.19179 | 0.19369 | 0.39372 | 0.22916 | 0.25777 | 0.12741 | 0.11484 | 0.19707 | 0.12012 | 0.15918 | 0.26801 | 0.24003 | 0.22958 | 0.16519 | 0.17733 | 0.2641 | 0.14451 | 0.21565 | 0.11358 | 0.14577 | 0.11358 | 0.19116 | 0.15664 | 0.12445 | 0.20256 | 0.28637 | 0.24964 | 0.33693 | 0.14693 | 0.13912 | 0.18926 | 0.16963 | 0.17174 | 0.33556 | 0.1995 | 0.22135 | 0.10344 | 0.093206 | 0.15865 | 0.097956 | 0.12508 | 0.21491 | 0.19158 | 0.18335 | 0.13395 | 0.14239 | 0.21037 | 0.11601 | 0.17269 | 0.093206 | 0.12107 | 0.092044 | 0.15337 | 0.12667 | 0.10387 | 0.16224 | 0.22884 | 0.1995 | 0.26347 | 0.1197 | 0.11284 | 0.15021 | 0.13944 | 0.14155 | 0.2622 | 0.16044 | 0.17596
77 | 0.01309 | 0.26806 | 0.01694 | 0.02156 | 0.039058 | 0.154 | 0.03388 | 0.0385 | 0.077 | 0.3465 | 0.077 | 0.077 | 0.077 | 0.5544 | 0.07084 | 0.0616 | 0.16373 | 0.14801 | 0.25292 | 0.15603 | 0.21421 | 0.34907 | 0.32319 | 0.30672 | 0.22009 | 0.23485 | 0.35516 | 0.1909 | 0.28618 | 0.1447 | 0.18662 | 0.14929 | 0.25303 | 0.20544 | 0.15507 | 0.26725 | 0.38275 | 0.33452 | 0.46542 | 0.19197 | 0.18159 | 0.25816 | 0.21988 | 0.21817 | 0.46318 | 0.26276 | 0.30233 | 0.14683 | 0.1325 | 0.22918 | 0.13828 | 0.1879 | 0.31217 | 0.28062 | 0.26854 | 0.19122 | 0.2063 | 0.30918 | 0.16833 | 0.25196 | 0.12994 | 0.16587 | 0.13186 | 0.22298 | 0.18116 | 0.14106 | 0.23656 | 0.33527 | 0.29239 | 0.40093 | 0.16951 | 0.16074 | 0.22309 | 0.19432 | 0.19624 | 0.3989 | 0.23218 | 0.26116 | 0.12908 | 0.11636 | 0.19967 | 0.1217 | 0.16127 | 0.27153 | 0.24319 | 0.2326 | 0.16737 | 0.17967 | 0.26757 | 0.14641 | 0.21849 | 0.11507 | 0.14769 | 0.11507 | 0.19368 | 0.15871 | 0.12609 | 0.20523 | 0.29014 | 0.25292 | 0.34137 | 0.14887 | 0.14095 | 0.19175 | 0.17186 | 0.174 | 0.33998 | 0.20213 | 0.22426 | 0.10481 | 0.094432 | 0.16074 | 0.099244 | 0.12673 | 0.21774 | 0.1941 | 0.18576 | 0.13571 | 0.14427 | 0.21314 | 0.11753 | 0.17496 | 0.094432 | 0.12267 | 0.093255 | 0.15539 | 0.12833 | 0.10523 | 0.16437 | 0.23186 | 0.20213 | 0.26693 | 0.12128 | 0.11432 | 0.15218 | 0.14127 | 0.14341 | 0.26565 | 0.16256 | 0.17828
78 | 0.01326 | 0.27155 | 0.01716 | 0.02184 | 0.039565 | 0.156 | 0.03432 | 0.039 | 0.078 | 0.351 | 0.078 | 0.078 | 0.078 | 0.5616 | 0.07176 | 0.0624 | 0.16586 | 0.14993 | 0.25621 | 0.15806 | 0.21699 | 0.3536 | 0.32738 | 0.3107 | 0.22295 | 0.2379 | 0.35978 | 0.19338 | 0.2899 | 0.14657 | 0.18904 | 0.15123 | 0.25632 | 0.20811 | 0.15708 | 0.27072 | 0.38772 | 0.33887 | 0.47147 | 0.19446 | 0.18395 | 0.26152 | 0.22273 | 0.221 | 0.46919 | 0.26618 | 0.30626 | 0.14874 | 0.13422 | 0.23216 | 0.14008 | 0.19034 | 0.31622 | 0.28427 | 0.27203 | 0.1937 | 0.20898 | 0.31319 | 0.17052 | 0.25523 | 0.13162 | 0.16803 | 0.13358 | 0.22587 | 0.18352 | 0.14289 | 0.23963 | 0.33962 | 0.29618 | 0.40614 | 0.17171 | 0.16283 | 0.22598 | 0.19684 | 0.19879 | 0.40408 | 0.23519 | 0.26455 | 0.13076 | 0.11787 | 0.20226 | 0.12328 | 0.16337 | 0.27506 | 0.24635 | 0.23563 | 0.16954 | 0.182 | 0.27105 | 0.14831 | 0.22133 | 0.11657 | 0.14961 | 0.11657 | 0.19619 | 0.16077 | 0.12772 | 0.20789 | 0.29391 | 0.25621 | 0.3458 | 0.1508 | 0.14278 | 0.19424 | 0.17409 | 0.17626 | 0.34439 | 0.20475 | 0.22717 | 0.10617 | 0.095658 | 0.16282 | 0.10053 | 0.12837 | 0.22057 | 0.19663 | 0.18817 | 0.13748 | 0.14614 | 0.21591 | 0.11906 | 0.17723 | 0.095658 | 0.12426 | 0.094467 | 0.15741 | 0.13 | 0.1066 | 0.16651 | 0.23487 | 0.20475 | 0.2704 | 0.12285 | 0.11581 | 0.15416 | 0.14311 | 0.14528 | 0.2691 | 0.16467 | 0.18059
79 | 0.01343 | 0.27503 | 0.01738 | 0.02212 | 0.040072 | 0.158 | 0.03476 | 0.0395 | 0.079 | 0.3555 | 0.079 | 0.079 | 0.079 | 0.5688 | 0.07268 | 0.0632 | 0.16798 | 0.15186 | 0.25949 | 0.16008 | 0.21977 | 0.35813 | 0.33158 | 0.31468 | 0.22581 | 0.24095 | 0.36439 | 0.19585 | 0.29362 | 0.14845 | 0.19147 | 0.15317 | 0.2596 | 0.21078 | 0.1591 | 0.2742 | 0.3927 | 0.34321 | 0.47751 | 0.19695 | 0.18631 | 0.26487 | 0.22559 | 0.22383 | 0.47521 | 0.26959 | 0.31019 | 0.15065 | 0.13595 | 0.23513 | 0.14187 | 0.19278 | 0.32028 | 0.28791 | 0.27551 | 0.19618 | 0.21165 | 0.31721 | 0.1727 | 0.25851 | 0.13331 | 0.17018 | 0.13529 | 0.22877 | 0.18587 | 0.14472 | 0.24271 | 0.34398 | 0.29998 | 0.41135 | 0.17391 | 0.16491 | 0.22888 | 0.19937 | 0.20134 | 0.40926 | 0.23821 | 0.26794 | 0.13243 | 0.11938 | 0.20485 | 0.12486 | 0.16546 | 0.27858 | 0.24951 | 0.23865 | 0.17172 | 0.18433 | 0.27452 | 0.15021 | 0.22416 | 0.11806 | 0.15153 | 0.11806 | 0.19871 | 0.16283 | 0.12936 | 0.21056 | 0.29768 | 0.25949 | 0.35023 | 0.15273 | 0.14461 | 0.19673 | 0.17632 | 0.17852 | 0.34881 | 0.20738 | 0.23009 | 0.10753 | 0.096885 | 0.16491 | 0.10182 | 0.13002 | 0.22339 | 0.19915 | 0.19059 | 0.13924 | 0.14802 | 0.21868 | 0.12058 | 0.17951 | 0.096885 | 0.12585 | 0.095678 | 0.15943 | 0.13167 | 0.10797 | 0.16864 | 0.23788 | 0.20738 | 0.27387 | 0.12443 | 0.11729 | 0.15613 | 0.14494 | 0.14714 | 0.27255 | 0.16678 | 0.18291
80 | 0.0136 | 0.27851 | 0.0176 | 0.0224 | 0.04058 | 0.16 | 0.0352 | 0.04 | 0.08 | 0.36 | 0.08 | 0.08 | 0.08 | 0.576 | 0.0736 | 0.064 | 0.17011 | 0.15378 | 0.26278 | 0.16211 | 0.22256 | 0.36267 | 0.33578 | 0.31867 | 0.22867 | 0.244 | 0.369 | 0.19833 | 0.29733 | 0.15033 | 0.19389 | 0.15511 | 0.26289 | 0.21344 | 0.16111 | 0.27767 | 0.39767 | 0.34756 | 0.48356 | 0.19944 | 0.18867 | 0.26822 | 0.22844 | 0.22667 | 0.48122 | 0.273 | 0.31411 | 0.15256 | 0.13767 | 0.23811 | 0.14367 | 0.19522 | 0.32433 | 0.29156 | 0.279 | 0.19867 | 0.21433 | 0.32122 | 0.17489 | 0.26178 | 0.135 | 0.17233 | 0.137 | 0.23167 | 0.18822 | 0.14656 | 0.24578 | 0.34833 | 0.30378 | 0.41656 | 0.17611 | 0.167 | 0.23178 | 0.20189 | 0.20389 | 0.41444 | 0.24122 | 0.27133 | 0.13411 | 0.12089 | 0.20744 | 0.12644 | 0.16756 | 0.28211 | 0.25267 | 0.24167 | 0.17389 | 0.18667 | 0.278 | 0.15211 | 0.227 | 0.11956 | 0.15344 | 0.11956 | 0.20122 | 0.16489 | 0.131 | 0.21322 | 0.30144 | 0.26278 | 0.35467 | 0.15467 | 0.14644 | 0.19922 | 0.17856 | 0.18078 | 0.35322 | 0.21 | 0.233 | 0.10889 | 0.098111 | 0.167 | 0.10311 | 0.13167 | 0.22622 | 0.20167 | 0.193 | 0.141 | 0.14989 | 0.22144 | 0.12211 | 0.18178 | 0.098111 | 0.12744 | 0.096889 | 0.16144 | 0.13333 | 0.10933 | 0.17078 | 0.24089 | 0.21 | 0.27733 | 0.126 | 0.11878 | 0.15811 | 0.14678 | 0.149 | 0.276 | 0.16889 | 0.18522
81 | 0.01377 | 0.28199 | 0.01782 | 0.02268 | 0.041087 | 0.162 | 0.03564 | 0.0405 | 0.081 | 0.3645 | 0.081 | 0.081 | 0.081 | 0.5832 | 0.07452 | 0.0648 | 0.17224 | 0.1557 | 0.26606 | 0.16414 | 0.22534 | 0.3672 | 0.33998 | 0.32265 | 0.23153 | 0.24705 | 0.37361 | 0.20081 | 0.30105 | 0.15221 | 0.19631 | 0.15705 | 0.26617 | 0.21611 | 0.16313 | 0.28114 | 0.40264 | 0.3519 | 0.4896 | 0.20194 | 0.19103 | 0.27158 | 0.2313 | 0.2295 | 0.48724 | 0.27641 | 0.31804 | 0.15446 | 0.13939 | 0.24109 | 0.14546 | 0.19766 | 0.32839 | 0.2952 | 0.28249 | 0.20115 | 0.21701 | 0.32524 | 0.17708 | 0.26505 | 0.13669 | 0.17449 | 0.13871 | 0.23456 | 0.19058 | 0.14839 | 0.24885 | 0.35269 | 0.30757 | 0.42176 | 0.17831 | 0.16909 | 0.23467 | 0.20441 | 0.20644 | 0.41963 | 0.24424 | 0.27472 | 0.13579 | 0.1224 | 0.21004 | 0.12803 | 0.16965 | 0.28564 | 0.25582 | 0.24469 | 0.17606 | 0.189 | 0.28147 | 0.15401 | 0.22984 | 0.12105 | 0.15536 | 0.12105 | 0.20374 | 0.16695 | 0.13264 | 0.21589 | 0.30521 | 0.26606 | 0.3591 | 0.1566 | 0.14827 | 0.20171 | 0.18079 | 0.18304 | 0.35764 | 0.21263 | 0.23591 | 0.11025 | 0.099338 | 0.16909 | 0.1044 | 0.13331 | 0.22905 | 0.20419 | 0.19541 | 0.14276 | 0.15176 | 0.22421 | 0.12364 | 0.18405 | 0.099338 | 0.12904 | 0.0981 | 0.16346 | 0.135 | 0.1107 | 0.17291 | 0.2439 | 0.21263 | 0.2808 | 0.12758 | 0.12026 | 0.16009 | 0.14861 | 0.15086 | 0.27945 | 0.171 | 0.18754
82 | 0.01394 | 0.28547 | 0.01804 | 0.02296 | 0.041594 | 0.164 | 0.03608 | 0.041 | 0.082 | 0.369 | 0.082 | 0.082 | 0.082 | 0.5904 | 0.07544 | 0.0656 | 0.17436 | 0.15762 | 0.26935 | 0.16616 | 0.22812 | 0.37173 | 0.34417 | 0.32663 | 0.23438 | 0.2501 | 0.37823 | 0.20329 | 0.30477 | 0.15409 | 0.19874 | 0.15899 | 0.26946 | 0.21878 | 0.16514 | 0.28461 | 0.40761 | 0.35624 | 0.49564 | 0.20443 | 0.19338 | 0.27493 | 0.23416 | 0.23233 | 0.49325 | 0.27983 | 0.32196 | 0.15637 | 0.14111 | 0.24406 | 0.14726 | 0.2001 | 0.33244 | 0.29884 | 0.28598 | 0.20363 | 0.21969 | 0.32925 | 0.17926 | 0.26832 | 0.13837 | 0.17664 | 0.14043 | 0.23746 | 0.19293 | 0.15022 | 0.25192 | 0.35704 | 0.31137 | 0.42697 | 0.18051 | 0.17118 | 0.23757 | 0.20694 | 0.20899 | 0.42481 | 0.24725 | 0.27812 | 0.13746 | 0.12391 | 0.21263 | 0.12961 | 0.17174 | 0.28916 | 0.25898 | 0.24771 | 0.17824 | 0.19133 | 0.28495 | 0.15591 | 0.23268 | 0.12254 | 0.15728 | 0.12254 | 0.20625 | 0.16901 | 0.13427 | 0.21855 | 0.30898 | 0.26935 | 0.36353 | 0.15853 | 0.15011 | 0.2042 | 0.18302 | 0.1853 | 0.36205 | 0.21525 | 0.23882 | 0.11161 | 0.10056 | 0.17117 | 0.10569 | 0.13496 | 0.23188 | 0.20671 | 0.19782 | 0.14453 | 0.15364 | 0.22698 | 0.12516 | 0.18632 | 0.10056 | 0.13063 | 0.099311 | 0.16548 | 0.13667 | 0.11207 | 0.17505 | 0.24691 | 0.21525 | 0.28427 | 0.12915 | 0.12175 | 0.16206 | 0.15045 | 0.15273 | 0.2829 | 0.17311 | 0.18985
83 | 0.01411 | 0.28895 | 0.01826 | 0.02324 | 0.042101 | 0.166 | 0.03652 | 0.0415 | 0.083 | 0.3735 | 0.083 | 0.083 | 0.083 | 0.5976 | 0.07636 | 0.0664 | 0.17649 | 0.15954 | 0.27263 | 0.16819 | 0.2309 | 0.37627 | 0.34837 | 0.33062 | 0.23724 | 0.25315 | 0.38284 | 0.20577 | 0.30848 | 0.15597 | 0.20116 | 0.16093 | 0.27275 | 0.22145 | 0.16715 | 0.28808 | 0.41258 | 0.36059 | 0.50169 | 0.20692 | 0.19574 | 0.27828 | 0.23701 | 0.23517 | 0.49927 | 0.28324 | 0.32589 | 0.15828 | 0.14283 | 0.24704 | 0.14905 | 0.20254 | 0.3365 | 0.30249 | 0.28946 | 0.20612 | 0.22237 | 0.33327 | 0.18145 | 0.27159 | 0.14006 | 0.1788 | 0.14214 | 0.24035 | 0.19528 | 0.15205 | 0.25499 | 0.3614 | 0.31517 | 0.43218 | 0.18272 | 0.17326 | 0.24047 | 0.20946 | 0.21153 | 0.42999 | 0.25027 | 0.28151 | 0.13914 | 0.12542 | 0.21522 | 0.13119 | 0.17384 | 0.29269 | 0.26214 | 0.25073 | 0.18041 | 0.19367 | 0.28842 | 0.15782 | 0.23551 | 0.12404 | 0.1592 | 0.12404 | 0.20877 | 0.17107 | 0.13591 | 0.22122 | 0.31275 | 0.27263 | 0.36797 | 0.16047 | 0.15194 | 0.20669 | 0.18525 | 0.18756 | 0.36647 | 0.21788 | 0.24174 | 0.11297 | 0.10179 | 0.17326 | 0.10698 | 0.1366 | 0.23471 | 0.20923 | 0.20024 | 0.14629 | 0.15551 | 0.22975 | 0.12669 | 0.18859 | 0.10179 | 0.13222 | 0.10052 | 0.1675 | 0.13833 | 0.11343 | 0.17718 | 0.24992 | 0.21788 | 0.28773 | 0.13073 | 0.12323 | 0.16404 | 0.15228 | 0.15459 | 0.28635 | 0.17522 | 0.19217
84 | 0.01428 | 0.29243 | 0.01848 | 0.02352 | 0.042609 | 0.168 | 0.03696 | 0.042 | 0.084 | 0.378 | 0.084 | 0.084 | 0.084 | 0.6048 | 0.07728 | 0.0672 | 0.17862 | 0.16147 | 0.27592 | 0.17022 | 0.23368 | 0.3808 | 0.35257 | 0.3346 | 0.2401 | 0.2562 | 0.38745 | 0.20825 | 0.3122 | 0.15785 | 0.20358 | 0.16287 | 0.27603 | 0.22412 | 0.16917 | 0.29155 | 0.41755 | 0.36493 | 0.50773 | 0.20942 | 0.1981 | 0.28163 | 0.23987 | 0.238 | 0.50528 | 0.28665 | 0.32982 | 0.16018 | 0.14455 | 0.25002 | 0.15085 | 0.20498 | 0.34055 | 0.30613 | 0.29295 | 0.2086 | 0.22505 | 0.33728 | 0.18363 | 0.27487 | 0.14175 | 0.18095 | 0.14385 | 0.24325 | 0.19763 | 0.15388 | 0.25807 | 0.36575 | 0.31897 | 0.43738 | 0.18492 | 0.17535 | 0.24337 | 0.21198 | 0.21408 | 0.43517 | 0.25328 | 0.2849 | 0.14082 | 0.12693 | 0.21782 | 0.13277 | 0.17593 | 0.29622 | 0.2653 | 0.25375 | 0.18258 | 0.196 | 0.2919 | 0.15972 | 0.23835 | 0.12553 | 0.16112 | 0.12553 | 0.21128 | 0.17313 | 0.13755 | 0.22388 | 0.31652 | 0.27592 | 0.3724 | 0.1624 | 0.15377 | 0.20918 | 0.18748 | 0.18982 | 0.37088 | 0.2205 | 0.24465 | 0.11433 | 0.10302 | 0.17535 | 0.10827 | 0.13825 | 0.23753 | 0.21175 | 0.20265 | 0.14805 | 0.15738 | 0.23252 | 0.12822 | 0.19087 | 0.10302 | 0.13382 | 0.10173 | 0.16952 | 0.14 | 0.1148 | 0.17932 | 0.25293 | 0.2205 | 0.2912 | 0.1323 | 0.12472 | 0.16602 | 0.15412 | 0.15645 | 0.2898 | 0.17733 | 0.19448
85 | 0.01445 | 0.29592 | 0.0187 | 0.0238 | 0.043116 | 0.17 | 0.0374 | 0.0425 | 0.085 | 0.3825 | 0.085 | 0.085 | 0.085 | 0.612 | 0.0782 | 0.068 | 0.18074 | 0.16339 | 0.2792 | 0.17224 | 0.23647 | 0.38533 | 0.35676 | 0.33858 | 0.24296 | 0.25925 | 0.39206 | 0.21073 | 0.31592 | 0.15973 | 0.20601 | 0.16481 | 0.27932 | 0.22678 | 0.17118 | 0.29502 | 0.42252 | 0.36928 | 0.51378 | 0.21191 | 0.20046 | 0.28499 | 0.24272 | 0.24083 | 0.5113 | 0.29006 | 0.33374 | 0.16209 | 0.14627 | 0.25299 | 0.15265 | 0.20742 | 0.3446 | 0.30978 | 0.29644 | 0.21108 | 0.22773 | 0.3413 | 0.18582 | 0.27814 | 0.14344 | 0.1831 | 0.14556 | 0.24615 | 0.19999 | 0.15572 | 0.26114 | 0.3701 | 0.32276 | 0.44259 | 0.18712 | 0.17744 | 0.24626 | 0.21451 | 0.21663 | 0.44035 | 0.2563 | 0.28829 | 0.14249 | 0.12844 | 0.22041 | 0.13435 | 0.17803 | 0.29974 | 0.26846 | 0.25677 | 0.18476 | 0.19833 | 0.29537 | 0.16162 | 0.24119 | 0.12703 | 0.16303 | 0.12703 | 0.2138 | 0.17519 | 0.13919 | 0.22655 | 0.32028 | 0.2792 | 0.37683 | 0.16433 | 0.1556 | 0.21167 | 0.18972 | 0.19208 | 0.3753 | 0.22313 | 0.24756 | 0.11569 | 0.10424 | 0.17744 | 0.10956 | 0.1399 | 0.24036 | 0.21427 | 0.20506 | 0.14981 | 0.15926 | 0.23528 | 0.12974 | 0.19314 | 0.10424 | 0.13541 | 0.10294 | 0.17153 | 0.14167 | 0.11617 | 0.18145 | 0.25594 | 0.22313 | 0.29467 | 0.13388 | 0.1262 | 0.16799 | 0.15595 | 0.15831 | 0.29325 | 0.17944 | 0.1968
86 | 0.01462 | 0.2994 | 0.01892 | 0.02408 | 0.043623 | 0.172 | 0.03784 | 0.043 | 0.086 | 0.387 | 0.086 | 0.086 | 0.086 | 0.6192 | 0.07912 | 0.0688 | 0.18287 | 0.16531 | 0.28249 | 0.17427 | 0.23925 | 0.38987 | 0.36096 | 0.34257 | 0.24582 | 0.2623 | 0.39668 | 0.21321 | 0.31963 | 0.16161 | 0.20843 | 0.16674 | 0.28261 | 0.22945 | 0.17319 | 0.29849 | 0.42749 | 0.37362 | 0.51982 | 0.2144 | 0.20282 | 0.28834 | 0.24558 | 0.24367 | 0.51731 | 0.29348 | 0.33767 | 0.164 | 0.14799 | 0.25597 | 0.15444 | 0.20986 | 0.34866 | 0.31342 | 0.29993 | 0.21357 | 0.23041 | 0.34531 | 0.18801 | 0.28141 | 0.14512 | 0.18526 | 0.14728 | 0.24904 | 0.20234 | 0.15755 | 0.26421 | 0.37446 | 0.32656 | 0.4478 | 0.18932 | 0.17953 | 0.24916 | 0.21703 | 0.21918 | 0.44553 | 0.25931 | 0.29168 | 0.14417 | 0.12996 | 0.223 | 0.13593 | 0.18012 | 0.30327 | 0.27162 | 0.25979 | 0.18693 | 0.20067 | 0.29885 | 0.16352 | 0.24403 | 0.12852 | 0.16495 | 0.12852 | 0.21631 | 0.17726 | 0.14082 | 0.22921 | 0.32405 | 0.28249 | 0.38127 | 0.16627 | 0.15743 | 0.21416 | 0.19195 | 0.19434 | 0.37971 | 0.22575 | 0.25047 | 0.11706 | 0.10547 | 0.17952 | 0.11084 | 0.14154 | 0.24319 | 0.21679 | 0.20747 | 0.15158 | 0.16113 | 0.23805 | 0.13127 | 0.19541 | 0.10547 | 0.137 | 0.10416 | 0.17355 | 0.14333 | 0.11753 | 0.18359 | 0.25896 | 0.22575 | 0.29813 | 0.13545 | 0.12769 | 0.16997 | 0.15779 | 0.16018 | 0.2967 | 0.18156 | 0.19911
87 | 0.01479 | 0.30288 | 0.01914 | 0.02436 | 0.04413 | 0.174 | 0.03828 | 0.0435 | 0.087 | 0.3915 | 0.087 | 0.087 | 0.087 | 0.6264 | 0.08004 | 0.0696 | 0.185 | 0.16723 | 0.28577 | 0.1763 | 0.24203 | 0.3944 | 0.36516 | 0.34655 | 0.24868 | 0.26535 | 0.40129 | 0.21569 | 0.32335 | 0.16349 | 0.21085 | 0.16868 | 0.28589 | 0.23212 | 0.17521 | 0.30196 | 0.43246 | 0.37797 | 0.52587 | 0.2169 | 0.20518 | 0.29169 | 0.24843 | 0.2465 | 0.52333 | 0.29689 | 0.3416 | 0.1659 | 0.14971 | 0.25895 | 0.15624 | 0.2123 | 0.35271 | 0.31707 | 0.30341 | 0.21605 | 0.23309 | 0.34933 | 0.19019 | 0.28468 | 0.14681 | 0.18741 | 0.14899 | 0.25194 | 0.20469 | 0.15938 | 0.26728 | 0.37881 | 0.33036 | 0.453 | 0.19152 | 0.18161 | 0.25206 | 0.21955 | 0.22173 | 0.45071 | 0.26233 | 0.29507 | 0.14585 | 0.13147 | 0.2256 | 0.13751 | 0.18222 | 0.3068 | 0.27477 | 0.26281 | 0.1891 | 0.203 | 0.30232 | 0.16542 | 0.24686 | 0.13002 | 0.16687 | 0.13002 | 0.21883 | 0.17932 | 0.14246 | 0.23188 | 0.32782 | 0.28577 | 0.3857 | 0.1682 | 0.15926 | 0.21665 | 0.19418 | 0.1966 | 0.38413 | 0.22838 | 0.25339 | 0.11842 | 0.1067 | 0.18161 | 0.11213 | 0.14319 | 0.24602 | 0.21931 | 0.20989 | 0.15334 | 0.163 | 0.24082 | 0.1328 | 0.19768 | 0.1067 | 0.1386 | 0.10537 | 0.17557 | 0.145 | 0.1189 | 0.18572 | 0.26197 | 0.22838 | 0.3016 | 0.13703 | 0.12917 | 0.17195 | 0.15962 | 0.16204 | 0.30015 | 0.18367 | 0.20143
88 | 0.01496 | 0.30636 | 0.01936 | 0.02464 | 0.044638 | 0.176 | 0.03872 | 0.044 | 0.088 | 0.396 | 0.088 | 0.088 | 0.088 | 0.6336 | 0.08096 | 0.0704 | 0.18712 | 0.16916 | 0.28906 | 0.17832 | 0.24481 | 0.39893 | 0.36936 | 0.35053 | 0.25153 | 0.2684 | 0.4059 | 0.21817 | 0.32707 | 0.16537 | 0.21328 | 0.17062 | 0.28918 | 0.23479 | 0.17722 | 0.30543 | 0.43743 | 0.38231 | 0.53191 | 0.21939 | 0.20753 | 0.29504 | 0.25129 | 0.24933 | 0.52934 | 0.3003 | 0.34552 | 0.16781 | 0.15143 | 0.26192 | 0.15803 | 0.21474 | 0.35677 | 0.32071 | 0.3069 | 0.21853 | 0.23577 | 0.35334 | 0.19238 | 0.28796 | 0.1485 | 0.18957 | 0.1507 | 0.25483 | 0.20704 | 0.16121 | 0.27036 | 0.38317 | 0.33416 | 0.45821 | 0.19372 | 0.1837 | 0.25496 | 0.22208 | 0.22428 | 0.45589 | 0.26534 | 0.29847 | 0.14752 | 0.13298 | 0.22819 | 0.13909 | 0.18431 | 0.31032 | 0.27793 | 0.26583 | 0.19128 | 0.20533 | 0.3058 | 0.16732 | 0.2497 | 0.13151 | 0.16879 | 0.13151 | 0.22134 | 0.18138 | 0.1441 | 0.23454 | 0.33159 | 0.28906 | 0.39013 | 0.17013 | 0.16109 | 0.21914 | 0.19641 | 0.19886 | 0.38854 | 0.231 | 0.2563 | 0.11978 | 0.10792 | 0.1837 | 0.11342 | 0.14483 | 0.24884 | 0.22183 | 0.2123 | 0.1551 | 0.16488 | 0.24359 | 0.13432 | 0.19996 | 0.10792 | 0.14019 | 0.10658 | 0.17759 | 0.14667 | 0.12027 | 0.18786 | 0.26498 | 0.231 | 0.30507 | 0.1386 | 0.13066 | 0.17392 | 0.16146 | 0.1639 | 0.3036 | 0.18578 | 0.20374
89 | 0.01513 | 0.30984 | 0.01958 | 0.02492 | 0.045145 | 0.178 | 0.03916 | 0.0445 | 0.089 | 0.4005 | 0.089 | 0.089 | 0.089 | 0.6408 | 0.08188 | 0.0712 | 0.18925 | 0.17108 | 0.29234 | 0.18035 | 0.24759 | 0.40347 | 0.37355 | 0.35452 | 0.25439 | 0.27145 | 0.41051 | 0.22065 | 0.33078 | 0.16725 | 0.2157 | 0.17256 | 0.29246 | 0.23746 | 0.17924 | 0.3089 | 0.4424 | 0.38666 | 0.53796 | 0.22188 | 0.20989 | 0.2984 | 0.25414 | 0.25217 | 0.53536 | 0.30371 | 0.34945 | 0.16972 | 0.15315 | 0.2649 | 0.15983 | 0.21718 | 0.36082 | 0.32436 | 0.31039 | 0.22102 | 0.23845 | 0.35736 | 0.19456 | 0.29123 | 0.15019 | 0.19172 | 0.15241 | 0.25773 | 0.2094 | 0.16304 | 0.27343 | 0.38752 | 0.33795 | 0.46342 | 0.19592 | 0.18579 | 0.25785 | 0.2246 | 0.22683 | 0.46107 | 0.26836 | 0.30186 | 0.1492 | 0.13449 | 0.23078 | 0.14067 | 0.18641 | 0.31385 | 0.28109 | 0.26885 | 0.19345 | 0.20767 | 0.30927 | 0.16922 | 0.25254 | 0.13301 | 0.17071 | 0.13301 | 0.22386 | 0.18344 | 0.14574 | 0.23721 | 0.33536 | 0.29234 | 0.39457 | 0.17207 | 0.16292 | 0.22163 | 0.19864 | 0.20112 | 0.39296 | 0.23363 | 0.25921 | 0.12114 | 0.10915 | 0.18579 | 0.11471 | 0.14648 | 0.25167 | 0.22435 | 0.21471 | 0.15686 | 0.16675 | 0.24636 | 0.13585 | 0.20223 | 0.10915 | 0.14178 | 0.10779 | 0.17961 | 0.14833 | 0.12163 | 0.18999 | 0.26799 | 0.23363 | 0.30853 | 0.14018 | 0.13214 | 0.1759 | 0.16329 | 0.16576 | 0.30705 | 0.18789 | 0.20606
90 | 0.0153 | 0.31332 | 0.0198 | 0.0252 | 0.045652 | 0.18 | 0.0396 | 0.045 | 0.09 | 0.405 | 0.09 | 0.09 | 0.09 | 0.648 | 0.0828 | 0.072 | 0.19138 | 0.173 | 0.29563 | 0.18237 | 0.25038 | 0.408 | 0.37775 | 0.3585 | 0.25725 | 0.2745 | 0.41513 | 0.22313 | 0.3345 | 0.16912 | 0.21812 | 0.1745 | 0.29575 | 0.24012 | 0.18125 | 0.31237 | 0.44737 | 0.391 | 0.544 | 0.22437 | 0.21225 | 0.30175 | 0.257 | 0.255 | 0.54137 | 0.30713 | 0.35338 | 0.17162 | 0.15487 | 0.26787 | 0.16163 | 0.21962 | 0.36487 | 0.328 | 0.31388 | 0.2235 | 0.24113 | 0.36138 | 0.19675 | 0.2945 | 0.15187 | 0.19388 | 0.15413 | 0.26062 | 0.21175 | 0.16487 | 0.2765 | 0.39187 | 0.34175 | 0.46863 | 0.19813 | 0.18788 | 0.26075 | 0.22713 | 0.22937 | 0.46625 | 0.27138 | 0.30525 | 0.15088 | 0.136 | 0.23338 | 0.14225 | 0.1885 | 0.31737 | 0.28425 | 0.27188 | 0.19562 | 0.21 | 0.31275 | 0.17113 | 0.25538 | 0.1345 | 0.17262 | 0.1345 | 0.22638 | 0.1855 | 0.14737 | 0.23987 | 0.33912 | 0.29563 | 0.399 | 0.174 | 0.16475 | 0.22412 | 0.20088 | 0.20338 | 0.39738 | 0.23625 | 0.26212 | 0.1225 | 0.11038 | 0.18787 | 0.116 | 0.14812 | 0.2545 | 0.22688 | 0.21712 | 0.15863 | 0.16863 | 0.24913 | 0.13737 | 0.2045 | 0.11038 | 0.14338 | 0.109 | 0.18163 | 0.15 | 0.123 | 0.19213 | 0.271 | 0.23625 | 0.312 | 0.14175 | 0.13363 | 0.17788 | 0.16512 | 0.16763 | 0.3105 | 0.19 | 0.20838
91 | 0.01547 | 0.3168 | 0.02002 | 0.02548 | 0.046159 | 0.182 | 0.04004 | 0.0455 | 0.091 | 0.4095 | 0.091 | 0.091 | 0.091 | 0.6552 | 0.08372 | 0.0728 | 0.1935 | 0.17492 | 0.29891 | 0.1844 | 0.25316 | 0.41253 | 0.38195 | 0.36248 | 0.26011 | 0.27755 | 0.41974 | 0.2256 | 0.33822 | 0.171 | 0.22055 | 0.17644 | 0.29904 | 0.24279 | 0.18326 | 0.31585 | 0.45235 | 0.39534 | 0.55004 | 0.22687 | 0.21461 | 0.3051 | 0.25986 | 0.25783 | 0.54739 | 0.31054 | 0.3573 | 0.17353 | 0.1566 | 0.27085 | 0.16342 | 0.22207 | 0.36893 | 0.33164 | 0.31736 | 0.22598 | 0.2438 | 0.36539 | 0.19894 | 0.29777 | 0.15356 | 0.19603 | 0.15584 | 0.26352 | 0.2141 | 0.16671 | 0.27957 | 0.39623 | 0.34555 | 0.47383 | 0.20033 | 0.18996 | 0.26365 | 0.22965 | 0.23192 | 0.47143 | 0.27439 | 0.30864 | 0.15255 | 0.13751 | 0.23597 | 0.14383 | 0.19059 | 0.3209 | 0.28741 | 0.2749 | 0.1978 | 0.21233 | 0.31622 | 0.17303 | 0.25821 | 0.13599 | 0.17454 | 0.13599 | 0.22889 | 0.18756 | 0.14901 | 0.24254 | 0.34289 | 0.29891 | 0.40343 | 0.17593 | 0.16658 | 0.22662 | 0.20311 | 0.20563 | 0.40179 | 0.23888 | 0.26504 | 0.12386 | 0.1116 | 0.18996 | 0.11729 | 0.14977 | 0.25733 | 0.2294 | 0.21954 | 0.16039 | 0.1705 | 0.25189 | 0.1389 | 0.20677 | 0.1116 | 0.14497 | 0.11021 | 0.18364 | 0.15167 | 0.12437 | 0.19426 | 0.27401 | 0.23888 | 0.31547 | 0.14333 | 0.13511 | 0.17985 | 0.16696 | 0.16949 | 0.31395 | 0.19211 | 0.21069
92 | 0.01564 | 0.32028 | 0.02024 | 0.02576 | 0.046667 | 0.184 | 0.04048 | 0.046 | 0.092 | 0.414 | 0.092 | 0.092 | 0.092 | 0.6624 | 0.08464 | 0.0736 | 0.19563 | 0.17684 | 0.30219 | 0.18643 | 0.25594 | 0.41707 | 0.38614 | 0.36647 | 0.26297 | 0.2806 | 0.42435 | 0.22808 | 0.34193 | 0.17288 | 0.22297 | 0.17838 | 0.30232 | 0.24546 | 0.18528 | 0.31932 | 0.45732 | 0.39969 | 0.55609 | 0.22936 | 0.21697 | 0.30846 | 0.26271 | 0.26067 | 0.55341 | 0.31395 | 0.36123 | 0.17544 | 0.15832 | 0.27383 | 0.16522 | 0.22451 | 0.37298 | 0.33529 | 0.32085 | 0.22847 | 0.24648 | 0.36941 | 0.20112 | 0.30104 | 0.15525 | 0.19818 | 0.15755 | 0.26642 | 0.21646 | 0.16854 | 0.28264 | 0.40058 | 0.34934 | 0.47904 | 0.20253 | 0.19205 | 0.26654 | 0.23217 | 0.23447 | 0.47661 | 0.27741 | 0.31203 | 0.15423 | 0.13902 | 0.23856 | 0.14541 | 0.19269 | 0.32443 | 0.29057 | 0.27792 | 0.19997 | 0.21467 | 0.3197 | 0.17493 | 0.26105 | 0.13749 | 0.17646 | 0.13749 | 0.23141 | 0.18962 | 0.15065 | 0.24521 | 0.34666 | 0.30219 | 0.40787 | 0.17787 | 0.16841 | 0.22911 | 0.20534 | 0.20789 | 0.40621 | 0.2415 | 0.26795 | 0.12522 | 0.11283 | 0.19205 | 0.11858 | 0.15142 | 0.26016 | 0.23192 | 0.22195 | 0.16215 | 0.17237 | 0.25466 | 0.14043 | 0.20904 | 0.11283 | 0.14656 | 0.11142 | 0.18566 | 0.15333 | 0.12573 | 0.19639 | 0.27702 | 0.2415 | 0.31893 | 0.1449 | 0.13659 | 0.18183 | 0.16879 | 0.17135 | 0.3174 | 0.19422 | 0.21301
93 | 0.01581 | 0.32377 | 0.02046 | 0.02604 | 0.047174 | 0.186 | 0.04092 | 0.0465 | 0.093 | 0.4185 | 0.093 | 0.093 | 0.093 | 0.6696 | 0.08556 | 0.0744 | 0.19775 | 0.17877 | 0.30548 | 0.18845 | 0.25872 | 0.4216 | 0.39034 | 0.37045 | 0.26583 | 0.28365 | 0.42896 | 0.23056 | 0.34565 | 0.17476 | 0.2254 | 0.18032 | 0.30561 | 0.24813 | 0.18729 | 0.32279 | 0.46229 | 0.40403 | 0.56213 | 0.23185 | 0.21933 | 0.31181 | 0.26557 | 0.2635 | 0.55942 | 0.31736 | 0.36515 | 0.17735 | 0.16004 | 0.2768 | 0.16701 | 0.22695 | 0.37704 | 0.33893 | 0.32434 | 0.23095 | 0.24916 | 0.37342 | 0.20331 | 0.30432 | 0.15694 | 0.20034 | 0.15926 | 0.26931 | 0.21881 | 0.17037 | 0.28572 | 0.40494 | 0.35314 | 0.48425 | 0.20473 | 0.19414 | 0.26944 | 0.2347 | 0.23702 | 0.48179 | 0.28042 | 0.31542 | 0.1559 | 0.14053 | 0.24115 | 0.14699 | 0.19478 | 0.32795 | 0.29372 | 0.28094 | 0.20215 | 0.217 | 0.32317 | 0.17683 | 0.26389 | 0.13898 | 0.17838 | 0.13898 | 0.23392 | 0.19168 | 0.15229 | 0.24787 | 0.35043 | 0.30548 | 0.4123 | 0.1798 | 0.17024 | 0.2316 | 0.20757 | 0.21015 | 0.41062 | 0.24413 | 0.27086 | 0.12658 | 0.11405 | 0.19414 | 0.11987 | 0.15306 | 0.26298 | 0.23444 | 0.22436 | 0.16391 | 0.17425 | 0.25743 | 0.14195 | 0.21132 | 0.11405 | 0.14815 | 0.11263 | 0.18768 | 0.155 | 0.1271 | 0.19853 | 0.28003 | 0.24413 | 0.3224 | 0.14648 | 0.13808 | 0.1838 | 0.17063 | 0.17321 | 0.32085 | 0.19633 | 0.21532
94 | 0.01598 | 0.32725 | 0.02068 | 0.02632 | 0.047681 | 0.188 | 0.04136 | 0.047 | 0.094 | 0.423 | 0.094 | 0.094 | 0.094 | 0.6768 | 0.08648 | 0.0752 | 0.19988 | 0.18069 | 0.30876 | 0.19048 | 0.2615 | 0.42613 | 0.39454 | 0.37443 | 0.26868 | 0.2867 | 0.43358 | 0.23304 | 0.34937 | 0.17664 | 0.22782 | 0.18226 | 0.30889 | 0.2508 | 0.18931 | 0.32626 | 0.46726 | 0.40838 | 0.56818 | 0.23435 | 0.22168 | 0.31516 | 0.26842 | 0.26633 | 0.56544 | 0.32078 | 0.36908 | 0.17925 | 0.16176 | 0.27978 | 0.16881 | 0.22939 | 0.38109 | 0.34258 | 0.32783 | 0.23343 | 0.25184 | 0.37744 | 0.20549 | 0.30759 | 0.15862 | 0.20249 | 0.16098 | 0.27221 | 0.22116 | 0.1722 | 0.28879 | 0.40929 | 0.35694 | 0.48945 | 0.20693 | 0.19623 | 0.27234 | 0.23722 | 0.23957 | 0.48697 | 0.28344 | 0.31882 | 0.15758 | 0.14204 | 0.24375 | 0.14857 | 0.19688 | 0.33148 | 0.29688 | 0.28396 | 0.20432 | 0.21933 | 0.32665 | 0.17873 | 0.26673 | 0.14048 | 0.1803 | 0.14048 | 0.23644 | 0.19374 | 0.15392 | 0.25054 | 0.3542 | 0.30876 | 0.41673 | 0.18173 | 0.17207 | 0.23409 | 0.2098 | 0.21241 | 0.41504 | 0.24675 | 0.27377 | 0.12794 | 0.11528 | 0.19622 | 0.12116 | 0.15471 | 0.26581 | 0.23696 | 0.22677 | 0.16568 | 0.17612 | 0.2602 | 0.14348 | 0.21359 | 0.11528 | 0.14975 | 0.11384 | 0.1897 | 0.15667 | 0.12847 | 0.20066 | 0.28304 | 0.24675 | 0.32587 | 0.14805 | 0.13956 | 0.18578 | 0.17246 | 0.17508 | 0.3243 | 0.19844 | 0.21764
95 | 0.01615 | 0.33073 | 0.0209 | 0.0266 | 0.048188 | 0.19 | 0.0418 | 0.0475 | 0.095 | 0.4275 | 0.095 | 0.095 | 0.095 | 0.684 | 0.0874 | 0.076 | 0.20201 | 0.18261 | 0.31205 | 0.19251 | 0.26428 | 0.43067 | 0.39874 | 0.37842 | 0.27154 | 0.28975 | 0.43819 | 0.23552 | 0.35308 | 0.17852 | 0.23024 | 0.18419 | 0.31218 | 0.25347 | 0.19132 | 0.32973 | 0.47223 | 0.41272 | 0.57422 | 0.23684 | 0.22404 | 0.31851 | 0.27128 | 0.26917 | 0.57145 | 0.32419 | 0.37301 | 0.18116 | 0.16348 | 0.28276 | 0.1706 | 0.23183 | 0.38515 | 0.34622 | 0.33131 | 0.23592 | 0.25452 | 0.38145 | 0.20768 | 0.31086 | 0.16031 | 0.20465 | 0.16269 | 0.2751 | 0.22351 | 0.17403 | 0.29186 | 0.41365 | 0.36074 | 0.49466 | 0.20913 | 0.19831 | 0.27524 | 0.23974 | 0.24212 | 0.49215 | 0.28645 | 0.32221 | 0.15926 | 0.14356 | 0.24634 | 0.15015 | 0.19897 | 0.33501 | 0.30004 | 0.28698 | 0.20649 | 0.22167 | 0.33012 | 0.18063 | 0.26956 | 0.14197 | 0.18222 | 0.14197 | 0.23895 | 0.19581 | 0.15556 | 0.2532 | 0.35796 | 0.31205 | 0.42117 | 0.18367 | 0.1739 | 0.23658 | 0.21203 | 0.21467 | 0.41945 | 0.24938 | 0.27669 | 0.12931 | 0.11651 | 0.19831 | 0.12244 | 0.15635 | 0.26864 | 0.23948 | 0.22919 | 0.16744 | 0.17799 | 0.26297 | 0.14501 | 0.21586 | 0.11651 | 0.15134 | 0.11506 | 0.19172 | 0.15833 | 0.12983 | 0.2028 | 0.28606 | 0.24938 | 0.32933 | 0.14963 | 0.14105 | 0.18776 | 0.1743 | 0.17694 | 0.32775 | 0.20056 | 0.21995
96 | 0.01632 | 0.33421 | 0.02112 | 0.02688 | 0.048696 | 0.192 | 0.04224 | 0.048 | 0.096 | 0.432 | 0.096 | 0.096 | 0.096 | 0.6912 | 0.08832 | 0.0768 | 0.20413 | 0.18453 | 0.31533 | 0.19453 | 0.26707 | 0.4352 | 0.40293 | 0.3824 | 0.2744 | 0.2928 | 0.4428 | 0.238 | 0.3568 | 0.1804 | 0.23267 | 0.18613 | 0.31547 | 0.25613 | 0.19333 | 0.3332 | 0.4772 | 0.41707 | 0.58027 | 0.23933 | 0.2264 | 0.32187 | 0.27413 | 0.272 | 0.57747 | 0.3276 | 0.37693 | 0.18307 | 0.1652 | 0.28573 | 0.1724 | 0.23427 | 0.3892 | 0.34987 | 0.3348 | 0.2384 | 0.2572 | 0.38547 | 0.20987 | 0.31413 | 0.162 | 0.2068 | 0.1644 | 0.278 | 0.22587 | 0.17587 | 0.29493 | 0.418 | 0.36453 | 0.49987 | 0.21133 | 0.2004 | 0.27813 | 0.24227 | 0.24467 | 0.49733 | 0.28947 | 0.3256 | 0.16093 | 0.14507 | 0.24893 | 0.15173 | 0.20107 | 0.33853 | 0.3032 | 0.29 | 0.20867 | 0.224 | 0.3336 | 0.18253 | 0.2724 | 0.14347 | 0.18413 | 0.14347 | 0.24147 | 0.19787 | 0.1572 | 0.25587 | 0.36173 | 0.31533 | 0.4256 | 0.1856 | 0.17573 | 0.23907 | 0.21427 | 0.21693 | 0.42387 | 0.252 | 0.2796 | 0.13067 | 0.11773 | 0.2004 | 0.12373 | 0.158 | 0.27147 | 0.242 | 0.2316 | 0.1692 | 0.17987 | 0.26573 | 0.14653 | 0.21813 | 0.11773 | 0.15293 | 0.11627 | 0.19373 | 0.16 | 0.1312 | 0.20493 | 0.28907 | 0.252 | 0.3328 | 0.1512 | 0.14253 | 0.18973 | 0.17613 | 0.1788 | 0.3312 | 0.20267 | 0.22227
97 | 0.01649 | 0.33769 | 0.02134 | 0.02716 | 0.049203 | 0.194 | 0.04268 | 0.0485 | 0.097 | 0.4365 | 0.097 | 0.097 | 0.097 | 0.6984 | 0.08924 | 0.0776 | 0.20626 | 0.18646 | 0.31862 | 0.19656 | 0.26985 | 0.43973 | 0.40713 | 0.38638 | 0.27726 | 0.29585 | 0.44741 | 0.24048 | 0.36052 | 0.18228 | 0.23509 | 0.18807 | 0.31875 | 0.2588 | 0.19535 | 0.33667 | 0.48217 | 0.42141 | 0.58631 | 0.24183 | 0.22876 | 0.32522 | 0.27699 | 0.27483 | 0.58348 | 0.33101 | 0.38086 | 0.18497 | 0.16692 | 0.28871 | 0.1742 | 0.23671 | 0.39325 | 0.35351 | 0.33829 | 0.24088 | 0.25988 | 0.38948 | 0.21205 | 0.31741 | 0.16369 | 0.20895 | 0.16611 | 0.2809 | 0.22822 | 0.1777 | 0.29801 | 0.42235 | 0.36833 | 0.50507 | 0.21353 | 0.20249 | 0.28103 | 0.24479 | 0.24722 | 0.50251 | 0.29248 | 0.32899 | 0.16261 | 0.14658 | 0.25153 | 0.15331 | 0.20316 | 0.34206 | 0.30636 | 0.29302 | 0.21084 | 0.22633 | 0.33707 | 0.18443 | 0.27524 | 0.14496 | 0.18605 | 0.14496 | 0.24398 | 0.19993 | 0.15884 | 0.25853 | 0.3655 | 0.31862 | 0.43003 | 0.18753 | 0.17756 | 0.24156 | 0.2165 | 0.21919 | 0.42828 | 0.25463 | 0.28251 | 0.13203 | 0.11896 | 0.20249 | 0.12502 | 0.15965 | 0.27429 | 0.24452 | 0.23401 | 0.17096 | 0.18174 | 0.2685 | 0.14806 | 0.22041 | 0.11896 | 0.15453 | 0.11748 | 0.19575 | 0.16167 | 0.13257 | 0.20707 | 0.29208 | 0.25463 | 0.33627 | 0.15278 | 0.14402 | 0.19171 | 0.17797 | 0.18066 | 0.33465 | 0.20478 | 0.22458
98 | 0.01666 | 0.34117 | 0.02156 | 0.02744 | 0.04971 | 0.196 | 0.04312 | 0.049 | 0.098 | 0.441 | 0.098 | 0.098 | 0.098 | 0.7056 | 0.09016 | 0.0784 | 0.20839 | 0.18838 | 0.3219 | 0.19859 | 0.27263 | 0.44427 | 0.41133 | 0.39037 | 0.28012 | 0.2989 | 0.45203 | 0.24296 | 0.36423 | 0.18416 | 0.23751 | 0.19001 | 0.32204 | 0.26147 | 0.19736 | 0.34014 | 0.48714 | 0.42576 | 0.59236 | 0.24432 | 0.23112 | 0.32857 | 0.27984 | 0.27767 | 0.5895 | 0.33443 | 0.38479 | 0.18688 | 0.16864 | 0.29169 | 0.17599 | 0.23915 | 0.39731 | 0.35716 | 0.34178 | 0.24337 | 0.26256 | 0.3935 | 0.21424 | 0.32068 | 0.16537 | 0.21111 | 0.16783 | 0.28379 | 0.23057 | 0.17953 | 0.30108 | 0.42671 | 0.37213 | 0.51028 | 0.21574 | 0.20458 | 0.28393 | 0.24731 | 0.24976 | 0.50769 | 0.2955 | 0.33238 | 0.16429 | 0.14809 | 0.25412 | 0.15489 | 0.20526 | 0.34559 | 0.30952 | 0.29604 | 0.21301 | 0.22867 | 0.34055 | 0.18634 | 0.27808 | 0.14646 | 0.18797 | 0.14646 | 0.2465 | 0.20199 | 0.16047 | 0.2612 | 0.36927 | 0.3219 | 0.43447 | 0.18947 | 0.17939 | 0.24405 | 0.21873 | 0.22145 | 0.4327 | 0.25725 | 0.28542 | 0.13339 | 0.12019 | 0.20457 | 0.12631 | 0.16129 | 0.27712 | 0.24704 | 0.23642 | 0.17273 | 0.18361 | 0.27127 | 0.14959 | 0.22268 | 0.12019 | 0.15612 | 0.11869 | 0.19777 | 0.16333 | 0.13393 | 0.2092 | 0.29509 | 0.25725 | 0.33973 | 0.15435 | 0.1455 | 0.19369 | 0.1798 | 0.18253 | 0.3381 | 0.20689 | 0.2269
99 | 0.01683 | 0.34465 | 0.02178 | 0.02772 | 0.050217 | 0.198 | 0.04356 | 0.0495 | 0.099 | 0.4455 | 0.099 | 0.099 | 0.099 | 0.7128 | 0.09108 | 0.0792 | 0.21051 | 0.1903 | 0.32519 | 0.20061 | 0.27541 | 0.4488 | 0.41553 | 0.39435 | 0.28298 | 0.30195 | 0.45664 | 0.24544 | 0.36795 | 0.18604 | 0.23994 | 0.19195 | 0.32532 | 0.26414 | 0.19938 | 0.34361 | 0.49211 | 0.4301 | 0.5984 | 0.24681 | 0.23348 | 0.33193 | 0.2827 | 0.2805 | 0.59551 | 0.33784 | 0.38871 | 0.18879 | 0.17036 | 0.29466 | 0.17779 | 0.24159 | 0.40136 | 0.3608 | 0.34526 | 0.24585 | 0.26524 | 0.39751 | 0.21643 | 0.32395 | 0.16706 | 0.21326 | 0.16954 | 0.28669 | 0.23293 | 0.18136 | 0.30415 | 0.43106 | 0.37592 | 0.51549 | 0.21794 | 0.20666 | 0.28682 | 0.24984 | 0.25231 | 0.51288 | 0.29851 | 0.33577 | 0.16596 | 0.1496 | 0.25671 | 0.15648 | 0.20735 | 0.34911 | 0.31267 | 0.29906 | 0.21519 | 0.231 | 0.34402 | 0.18824 | 0.28091 | 0.14795 | 0.18989 | 0.14795 | 0.24901 | 0.20405 | 0.16211 | 0.26386 | 0.37304 | 0.32519 | 0.4389 | 0.1914 | 0.18122 | 0.24654 | 0.22096 | 0.22371 | 0.43711 | 0.25988 | 0.28834 | 0.13475 | 0.12141 | 0.20666 | 0.1276 | 0.16294 | 0.27995 | 0.24956 | 0.23884 | 0.17449 | 0.18549 | 0.27404 | 0.15111 | 0.22495 | 0.12141 | 0.15771 | 0.1199 | 0.19979 | 0.165 | 0.1353 | 0.21134 | 0.2981 | 0.25988 | 0.3432 | 0.15593 | 0.14699 | 0.19566 | 0.18164 | 0.18439 | 0.34155 | 0.209 | 0.22921
100 | 0.017 | 0.34814 | 0.022 | 0.028 | 0.050725 | 0.2 | 0.044 | 0.05 | 0.1 | 0.45 | 0.1 | 0.1 | 0.1 | 0.72 | 0.092 | 0.08 | 0.21264 | 0.19222 | 0.32847 | 0.20264 | 0.27819 | 0.45333 | 0.41972 | 0.39833 | 0.28583 | 0.305 | 0.46125 | 0.24792 | 0.37167 | 0.18792 | 0.24236 | 0.19389 | 0.32861 | 0.26681 | 0.20139 | 0.34708 | 0.49708 | 0.43445 | 0.60444 | 0.24931 | 0.23583 | 0.33528 | 0.28556 | 0.28333 | 0.60153 | 0.34125 | 0.39264 | 0.19069 | 0.17208 | 0.29764 | 0.17958 | 0.24403 | 0.40542 | 0.36444 | 0.34875 | 0.24833 | 0.26792 | 0.40153 | 0.21861 | 0.32722 | 0.16875 | 0.21542 | 0.17125 | 0.28958 | 0.23528 | 0.18319 | 0.30722 | 0.43542 | 0.37972 | 0.52069 | 0.22014 | 0.20875 | 0.28972 | 0.25236 | 0.25486 | 0.51806 | 0.30153 | 0.33917 | 0.16764 | 0.15111 | 0.25931 | 0.15806 | 0.20944 | 0.35264 | 0.31583 | 0.30208 | 0.21736 | 0.23333 | 0.3475 | 0.19014 | 0.28375 | 0.14944 | 0.19181 | 0.14944 | 0.25153 | 0.20611 | 0.16375 | 0.26653 | 0.37681 | 0.32847 | 0.44333 | 0.19333 | 0.18306 | 0.24903 | 0.22319 | 0.22597 | 0.44153 | 0.2625 | 0.29125 | 0.13611 | 0.12264 | 0.20875 | 0.12889 | 0.16458 | 0.28278 | 0.25208 | 0.24125 | 0.17625 | 0.18736 | 0.27681 | 0.15264 | 0.22722 | 0.12264 | 0.15931 | 0.12111 | 0.20181 | 0.16667 | 0.13667 | 0.21347 | 0.30111 | 0.2625 | 0.34667 | 0.1575 | 0.14847 | 0.19764 | 0.18347 | 0.18625 | 0.345 | 0.21111 | 0.23153
101 | 0.01752 | 0.35173 | 0.02263 | 0.02883 | 0.051232 | 0.202 | 0.04444 | 0.0505 | 0.1011 | 0.4549 | 0.10135 | 0.1018 | 0.1012 | 0.7278 | 0.09341 | 0.0817 | 0.21477 | 0.19414 | 0.33176 | 0.20467 | 0.28098 | 0.45787 | 0.42392 | 0.40232 | 0.28869 | 0.30805 | 0.46586 | 0.2504 | 0.37538 | 0.1898 | 0.24478 | 0.19583 | 0.3319 | 0.26947 | 0.2034 | 0.35055 | 0.50205 | 0.43879 | 0.61049 | 0.2518 | 0.23819 | 0.33863 | 0.28841 | 0.28617 | 0.60754 | 0.34466 | 0.39657 | 0.1926 | 0.1738 | 0.30062 | 0.18138 | 0.24647 | 0.40947 | 0.36809 | 0.35224 | 0.25082 | 0.2706 | 0.40554 | 0.2208 | 0.33049 | 0.17044 | 0.21757 | 0.17296 | 0.29248 | 0.23763 | 0.18503 | 0.31029 | 0.43977 | 0.38352 | 0.5259 | 0.22234 | 0.21084 | 0.29262 | 0.25488 | 0.25741 | 0.52324 | 0.30454 | 0.34256 | 0.16932 | 0.15262 | 0.2619 | 0.15964 | 0.21154 | 0.35616 | 0.31899 | 0.3051 | 0.21953 | 0.23567 | 0.35097 | 0.19204 | 0.28659 | 0.15094 | 0.19372 | 0.15094 | 0.25404 | 0.20817 | 0.16539 | 0.26919 | 0.38057 | 0.33176 | 0.44777 | 0.19527 | 0.18489 | 0.25152 | 0.22543 | 0.22823 | 0.44594 | 0.26513 | 0.29416 | 0.13747 | 0.12387 | 0.21084 | 0.13018 | 0.16623 | 0.28561 | 0.2546 | 0.24366 | 0.17801 | 0.18923 | 0.27957 | 0.15417 | 0.22949 | 0.12387 | 0.1609 | 0.12232 | 0.20382 | 0.16833 | 0.13803 | 0.21561 | 0.30412 | 0.26513 | 0.35013 | 0.15908 | 0.14996 | 0.19962 | 0.18531 | 0.18811 | 0.34845 | 0.21322 | 0.23384
102 | 0.01804 | 0.35533 | 0.02326 | 0.02966 | 0.051739 | 0.204 | 0.04488 | 0.051 | 0.1022 | 0.4598 | 0.1027 | 0.1036 | 0.1024 | 0.7356 | 0.09482 | 0.0834 | 0.21689 | 0.19607 | 0.33504 | 0.20669 | 0.28376 | 0.4624 | 0.42812 | 0.4063 | 0.29155 | 0.3111 | 0.47048 | 0.25288 | 0.3791 | 0.19167 | 0.24721 | 0.19777 | 0.33518 | 0.27214 | 0.20542 | 0.35402 | 0.50702 | 0.44313 | 0.61653 | 0.25429 | 0.24055 | 0.34198 | 0.29127 | 0.289 | 0.61356 | 0.34808 | 0.40049 | 0.19451 | 0.17552 | 0.30359 | 0.18318 | 0.24891 | 0.41352 | 0.37173 | 0.35573 | 0.2533 | 0.27328 | 0.40956 | 0.22298 | 0.33377 | 0.17212 | 0.21973 | 0.17468 | 0.29537 | 0.23998 | 0.18686 | 0.31337 | 0.44412 | 0.38732 | 0.53111 | 0.22454 | 0.21293 | 0.29552 | 0.25741 | 0.25996 | 0.52842 | 0.30756 | 0.34595 | 0.17099 | 0.15413 | 0.26449 | 0.16122 | 0.21363 | 0.35969 | 0.32215 | 0.30813 | 0.22171 | 0.238 | 0.35445 | 0.19394 | 0.28943 | 0.15243 | 0.19564 | 0.15243 | 0.25656 | 0.21023 | 0.16702 | 0.27186 | 0.38434 | 0.33504 | 0.4522 | 0.1972 | 0.18672 | 0.25401 | 0.22766 | 0.23049 | 0.45036 | 0.26775 | 0.29707 | 0.13883 | 0.12509 | 0.21292 | 0.13147 | 0.16787 | 0.28843 | 0.25713 | 0.24607 | 0.17978 | 0.19111 | 0.28234 | 0.15569 | 0.23177 | 0.12509 | 0.16249 | 0.12353 | 0.20584 | 0.17 | 0.1394 | 0.21774 | 0.30713 | 0.26775 | 0.3536 | 0.16065 | 0.15144 | 0.20159 | 0.18714 | 0.18998 | 0.3519 | 0.21533 | 0.23616
103 | 0.01856 | 0.35893 | 0.02389 | 0.03049 | 0.052246 | 0.206 | 0.04532 | 0.0515 | 0.1033 | 0.4647 | 0.10405 | 0.1054 | 0.1036 | 0.7434 | 0.09623 | 0.0851 | 0.21902 | 0.19799 | 0.33833 | 0.20872 | 0.28654 | 0.46693 | 0.43231 | 0.41028 | 0.29441 | 0.31415 | 0.47509 | 0.25535 | 0.38282 | 0.19355 | 0.24963 | 0.19971 | 0.33847 | 0.27481 | 0.20743 | 0.3575 | 0.512 | 0.44748 | 0.62258 | 0.25678 | 0.24291 | 0.34534 | 0.29412 | 0.29183 | 0.61957 | 0.35149 | 0.40442 | 0.19642 | 0.17725 | 0.30657 | 0.18497 | 0.25135 | 0.41758 | 0.37538 | 0.35921 | 0.25578 | 0.27595 | 0.41357 | 0.22517 | 0.33704 | 0.17381 | 0.22188 | 0.17639 | 0.29827 | 0.24234 | 0.18869 | 0.31644 | 0.44848 | 0.39111 | 0.53632 | 0.22674 | 0.21501 | 0.29841 | 0.25993 | 0.26251 | 0.5336 | 0.31057 | 0.34934 | 0.17267 | 0.15564 | 0.26708 | 0.1628 | 0.21573 | 0.36322 | 0.32531 | 0.31115 | 0.22388 | 0.24033 | 0.35792 | 0.19584 | 0.29226 | 0.15393 | 0.19756 | 0.15393 | 0.25907 | 0.21229 | 0.16866 | 0.27452 | 0.38811 | 0.33833 | 0.45663 | 0.19913 | 0.18855 | 0.2565 | 0.22989 | 0.23275 | 0.45477 | 0.27038 | 0.29999 | 0.14019 | 0.12632 | 0.21501 | 0.13276 | 0.16952 | 0.29126 | 0.25965 | 0.24849 | 0.18154 | 0.19298 | 0.28511 | 0.15722 | 0.23404 | 0.12632 | 0.16408 | 0.12474 | 0.20786 | 0.17167 | 0.14077 | 0.21988 | 0.31014 | 0.27038 | 0.35707 | 0.16223 | 0.15293 | 0.20357 | 0.18898 | 0.19184 | 0.35535 | 0.21744 | 0.23847
104 | 0.01908 | 0.36253 | 0.02452 | 0.03132 | 0.052754 | 0.208 | 0.04576 | 0.052 | 0.1044 | 0.4696 | 0.1054 | 0.1072 | 0.1048 | 0.7512 | 0.09764 | 0.0868 | 0.22114 | 0.19991 | 0.34161 | 0.21074 | 0.28932 | 0.47147 | 0.43651 | 0.41427 | 0.29727 | 0.3172 | 0.4797 | 0.25783 | 0.38653 | 0.19543 | 0.25206 | 0.20164 | 0.34176 | 0.27748 | 0.20944 | 0.36097 | 0.51697 | 0.45182 | 0.62862 | 0.25928 | 0.24527 | 0.34869 | 0.29698 | 0.29467 | 0.62559 | 0.3549 | 0.40834 | 0.19832 | 0.17897 | 0.30954 | 0.18677 | 0.25379 | 0.42163 | 0.37902 | 0.3627 | 0.25827 | 0.27863 | 0.41759 | 0.22736 | 0.34031 | 0.1755 | 0.22403 | 0.1781 | 0.30117 | 0.24469 | 0.19052 | 0.31951 | 0.45283 | 0.39491 | 0.54152 | 0.22894 | 0.2171 | 0.30131 | 0.26246 | 0.26506 | 0.53878 | 0.31359 | 0.35273 | 0.17434 | 0.15716 | 0.26968 | 0.16438 | 0.21782 | 0.36674 | 0.32847 | 0.31417 | 0.22606 | 0.24267 | 0.3614 | 0.19774 | 0.2951 | 0.15542 | 0.19948 | 0.15542 | 0.26159 | 0.21436 | 0.1703 | 0.27719 | 0.39188 | 0.34161 | 0.46107 | 0.20107 | 0.19038 | 0.25899 | 0.23212 | 0.23501 | 0.45919 | 0.273 | 0.3029 | 0.14156 | 0.12754 | 0.2171 | 0.13404 | 0.17117 | 0.29409 | 0.26217 | 0.2509 | 0.1833 | 0.19486 | 0.28788 | 0.15874 | 0.23631 | 0.12754 | 0.16568 | 0.12596 | 0.20988 | 0.17333 | 0.14213 | 0.22201 | 0.31316 | 0.273 | 0.36053 | 0.1638 | 0.15441 | 0.20554 | 0.19081 | 0.1937 | 0.3588 | 0.21956 | 0.24079
105 | 0.0196 | 0.36612 | 0.02515 | 0.03215 | 0.053261 | 0.21 | 0.0462 | 0.0525 | 0.1055 | 0.4745 | 0.10675 | 0.109 | 0.106 | 0.759 | 0.09905 | 0.0885 | 0.22327 | 0.20183 | 0.3449 | 0.21277 | 0.2921 | 0.476 | 0.44071 | 0.41825 | 0.30013 | 0.32025 | 0.48431 | 0.26031 | 0.39025 | 0.19731 | 0.25448 | 0.20358 | 0.34504 | 0.28015 | 0.21146 | 0.36444 | 0.52194 | 0.45617 | 0.63467 | 0.26177 | 0.24763 | 0.35204 | 0.29983 | 0.2975 | 0.6316 | 0.35831 | 0.41227 | 0.20023 | 0.18069 | 0.31252 | 0.18856 | 0.25623 | 0.42569 | 0.38267 | 0.36619 | 0.26075 | 0.28131 | 0.4216 | 0.22954 | 0.34358 | 0.17719 | 0.22619 | 0.17981 | 0.30406 | 0.24704 | 0.19235 | 0.32258 | 0.45719 | 0.39871 | 0.54673 | 0.23115 | 0.21919 | 0.30421 | 0.26498 | 0.2676 | 0.54396 | 0.3166 | 0.35612 | 0.17602 | 0.15867 | 0.27227 | 0.16596 | 0.21992 | 0.37027 | 0.33162 | 0.31719 | 0.22823 | 0.245 | 0.36487 | 0.19965 | 0.29794 | 0.15692 | 0.2014 | 0.15692 | 0.2641 | 0.21642 | 0.17194 | 0.27985 | 0.39565 | 0.3449 | 0.4655 | 0.203 | 0.19221 | 0.26148 | 0.23435 | 0.23727 | 0.4636 | 0.27563 | 0.30581 | 0.14292 | 0.12877 | 0.21919 | 0.13533 | 0.17281 | 0.29692 | 0.26469 | 0.25331 | 0.18506 | 0.19673 | 0.29065 | 0.16027 | 0.23858 | 0.12877 | 0.16727 | 0.12717 | 0.2119 | 0.175 | 0.1435 | 0.22415 | 0.31617 | 0.27563 | 0.364 | 0.16538 | 0.1559 | 0.20752 | 0.19265 | 0.19556 | 0.36225 | 0.22167 | 0.2431
106 | 0.02012 | 0.36972 | 0.02578 | 0.03298 | 0.053768 | 0.212 | 0.04664 | 0.053 | 0.1066 | 0.4794 | 0.1081 | 0.1108 | 0.1072 | 0.7668 | 0.10046 | 0.0902 | 0.2254 | 0.20376 | 0.34818 | 0.2148 | 0.29489 | 0.48053 | 0.44491 | 0.42223 | 0.30298 | 0.3233 | 0.48893 | 0.26279 | 0.39397 | 0.19919 | 0.2569 | 0.20552 | 0.34833 | 0.28281 | 0.21347 | 0.36791 | 0.52691 | 0.46051 | 0.64071 | 0.26426 | 0.24998 | 0.35539 | 0.30269 | 0.30033 | 0.63762 | 0.36173 | 0.4162 | 0.20214 | 0.18241 | 0.3155 | 0.19036 | 0.25867 | 0.42974 | 0.38631 | 0.36968 | 0.26323 | 0.28399 | 0.42562 | 0.23173 | 0.34686 | 0.17887 | 0.22834 | 0.18153 | 0.30696 | 0.24939 | 0.19419 | 0.32566 | 0.46154 | 0.40251 | 0.55194 | 0.23335 | 0.22128 | 0.30711 | 0.2675 | 0.27015 | 0.54914 | 0.31962 | 0.35952 | 0.1777 | 0.16018 | 0.27486 | 0.16754 | 0.22201 | 0.3738 | 0.33478 | 0.32021 | 0.2304 | 0.24733 | 0.36835 | 0.20155 | 0.30078 | 0.15841 | 0.20331 | 0.15841 | 0.26662 | 0.21848 | 0.17357 | 0.28252 | 0.39941 | 0.34818 | 0.46993 | 0.20493 | 0.19404 | 0.26397 | 0.23659 | 0.23953 | 0.46802 | 0.27825 | 0.30872 | 0.14428 | 0.13 | 0.22127 | 0.13662 | 0.17446 | 0.29974 | 0.26721 | 0.25572 | 0.18683 | 0.1986 | 0.29341 | 0.1618 | 0.24086 | 0.13 | 0.16886 | 0.12838 | 0.21391 | 0.17667 | 0.14487 | 0.22628 | 0.31918 | 0.27825 | 0.36747 | 0.16695 | 0.15738 | 0.2095 | 0.19448 | 0.19743 | 0.3657 | 0.22378 | 0.24542
107 | 0.02064 | 0.37332 | 0.02641 | 0.03381 | 0.054275 | 0.214 | 0.04708 | 0.0535 | 0.1077 | 0.4843 | 0.10945 | 0.1126 | 0.1084 | 0.7746 | 0.10187 | 0.0919 | 0.22752 | 0.20568 | 0.35147 | 0.21682 | 0.29767 | 0.48507 | 0.4491 | 0.42622 | 0.30584 | 0.32635 | 0.49354 | 0.26527 | 0.39768 | 0.20107 | 0.25933 | 0.20746 | 0.35161 | 0.28548 | 0.21549 | 0.37138 | 0.53188 | 0.46486 | 0.64676 | 0.26676 | 0.25234 | 0.35875 | 0.30554 | 0.30317 | 0.64363 | 0.36514 | 0.42012 | 0.20404 | 0.18413 | 0.31847 | 0.19215 | 0.26111 | 0.4338 | 0.38996 | 0.37316 | 0.26572 | 0.28667 | 0.42964 | 0.23391 | 0.35013 | 0.18056 | 0.2305 | 0.18324 | 0.30985 | 0.25175 | 0.19602 | 0.32873 | 0.4659 | 0.4063 | 0.55714 | 0.23555 | 0.22336 | 0.31 | 0.27003 | 0.2727 | 0.55432 | 0.32263 | 0.36291 | 0.17937 | 0.16169 | 0.27746 | 0.16912 | 0.22411 | 0.37732 | 0.33794 | 0.32323 | 0.23258 | 0.24967 | 0.37182 | 0.20345 | 0.30361 | 0.15991 | 0.20523 | 0.15991 | 0.26913 | 0.22054 | 0.17521 | 0.28518 | 0.40318 | 0.35147 | 0.47437 | 0.20687 | 0.19587 | 0.26646 | 0.23882 | 0.24179 | 0.47243 | 0.28088 | 0.31164 | 0.14564 | 0.13122 | 0.22336 | 0.13791 | 0.1761 | 0.30257 | 0.26973 | 0.25814 | 0.18859 | 0.20048 | 0.29618 | 0.16332 | 0.24313 | 0.13122 | 0.17046 | 0.12959 | 0.21593 | 0.17833 | 0.14623 | 0.22842 | 0.32219 | 0.28088 | 0.37093 | 0.16853 | 0.15887 | 0.21147 | 0.19632 | 0.19929 | 0.36915 | 0.22589 | 0.24773
108 | 0.02116 | 0.37692 | 0.02704 | 0.03464 | 0.054783 | 0.216 | 0.04752 | 0.054 | 0.1088 | 0.4892 | 0.1108 | 0.1144 | 0.1096 | 0.7824 | 0.10328 | 0.0936 | 0.22965 | 0.2076 | 0.35475 | 0.21885 | 0.30045 | 0.4896 | 0.4533 | 0.4302 | 0.3087 | 0.3294 | 0.49815 | 0.26775 | 0.4014 | 0.20295 | 0.26175 | 0.2094 | 0.3549 | 0.28815 | 0.2175 | 0.37485 | 0.53685 | 0.4692 | 0.6528 | 0.26925 | 0.2547 | 0.3621 | 0.3084 | 0.306 | 0.64965 | 0.36855 | 0.42405 | 0.20595 | 0.18585 | 0.32145 | 0.19395 | 0.26355 | 0.43785 | 0.3936 | 0.37665 | 0.2682 | 0.28935 | 0.43365 | 0.2361 | 0.3534 | 0.18225 | 0.23265 | 0.18495 | 0.31275 | 0.2541 | 0.19785 | 0.3318 | 0.47025 | 0.4101 | 0.56235 | 0.23775 | 0.22545 | 0.3129 | 0.27255 | 0.27525 | 0.5595 | 0.32565 | 0.3663 | 0.18105 | 0.1632 | 0.28005 | 0.1707 | 0.2262 | 0.38085 | 0.3411 | 0.32625 | 0.23475 | 0.252 | 0.3753 | 0.20535 | 0.30645 | 0.1614 | 0.20715 | 0.1614 | 0.27165 | 0.2226 | 0.17685 | 0.28785 | 0.40695 | 0.35475 | 0.4788 | 0.2088 | 0.1977 | 0.26895 | 0.24105 | 0.24405 | 0.47685 | 0.2835 | 0.31455 | 0.147 | 0.13245 | 0.22545 | 0.1392 | 0.17775 | 0.3054 | 0.27225 | 0.26055 | 0.19035 | 0.20235 | 0.29895 | 0.16485 | 0.2454 | 0.13245 | 0.17205 | 0.1308 | 0.21795 | 0.18 | 0.1476 | 0.23055 | 0.3252 | 0.2835 | 0.3744 | 0.1701 | 0.16035 | 0.21345 | 0.19815 | 0.20115 | 0.3726 | 0.228 | 0.25005
109 | 0.02168 | 0.38052 | 0.02767 | 0.03547 | 0.05529 | 0.218 | 0.04796 | 0.0545 | 0.1099 | 0.4941 | 0.11215 | 0.1162 | 0.1108 | 0.7902 | 0.10469 | 0.0953 | 0.23178 | 0.20952 | 0.35804 | 0.22088 | 0.30323 | 0.49413 | 0.4575 | 0.43418 | 0.31156 | 0.33245 | 0.50276 | 0.27023 | 0.40512 | 0.20483 | 0.26417 | 0.21134 | 0.35819 | 0.29082 | 0.21951 | 0.37832 | 0.54182 | 0.47355 | 0.65884 | 0.27174 | 0.25706 | 0.36545 | 0.31126 | 0.30883 | 0.65567 | 0.37196 | 0.42798 | 0.20786 | 0.18757 | 0.32443 | 0.19575 | 0.26599 | 0.4419 | 0.39724 | 0.38014 | 0.27068 | 0.29203 | 0.43767 | 0.23829 | 0.35667 | 0.18394 | 0.2348 | 0.18666 | 0.31565 | 0.25645 | 0.19968 | 0.33487 | 0.4746 | 0.4139 | 0.56756 | 0.23995 | 0.22754 | 0.3158 | 0.27507 | 0.2778 | 0.56468 | 0.32867 | 0.36969 | 0.18273 | 0.16471 | 0.28264 | 0.17228 | 0.22829 | 0.38438 | 0.34426 | 0.32927 | 0.23692 | 0.25433 | 0.37877 | 0.20725 | 0.30929 | 0.16289 | 0.20907 | 0.16289 | 0.27417 | 0.22466 | 0.17849 | 0.29052 | 0.41072 | 0.35804 | 0.48323 | 0.21073 | 0.19953 | 0.27144 | 0.24328 | 0.24631 | 0.48127 | 0.28613 | 0.31746 | 0.14836 | 0.13368 | 0.22754 | 0.14049 | 0.1794 | 0.30823 | 0.27477 | 0.26296 | 0.19211 | 0.20422 | 0.30172 | 0.16638 | 0.24767 | 0.13368 | 0.17364 | 0.13201 | 0.21997 | 0.18167 | 0.14897 | 0.23268 | 0.32821 | 0.28613 | 0.37787 | 0.17168 | 0.16183 | 0.21543 | 0.19998 | 0.20301 | 0.37605 | 0.23011 | 0.25237
110 | 0.0222 | 0.38411 | 0.0283 | 0.0363 | 0.055797 | 0.22 | 0.0484 | 0.055 | 0.111 | 0.499 | 0.1135 | 0.118 | 0.112 | 0.798 | 0.1061 | 0.097 | 0.2339 | 0.21144 | 0.36132 | 0.2229 | 0.30601 | 0.49867 | 0.46169 | 0.43817 | 0.31442 | 0.3355 | 0.50738 | 0.27271 | 0.40883 | 0.20671 | 0.2666 | 0.21328 | 0.36147 | 0.29349 | 0.22153 | 0.38179 | 0.54679 | 0.47789 | 0.66489 | 0.27424 | 0.25942 | 0.36881 | 0.31411 | 0.31167 | 0.66168 | 0.37538 | 0.4319 | 0.20976 | 0.18929 | 0.3274 | 0.19754 | 0.26843 | 0.44596 | 0.40089 | 0.38363 | 0.27317 | 0.29471 | 0.44168 | 0.24047 | 0.35994 | 0.18563 | 0.23696 | 0.18838 | 0.31854 | 0.25881 | 0.20151 | 0.33794 | 0.47896 | 0.41769 | 0.57276 | 0.24215 | 0.22963 | 0.31869 | 0.2776 | 0.28035 | 0.56986 | 0.33168 | 0.37308 | 0.1844 | 0.16622 | 0.28524 | 0.17386 | 0.23039 | 0.3879 | 0.34742 | 0.33229 | 0.2391 | 0.25667 | 0.38225 | 0.20915 | 0.31213 | 0.16439 | 0.21099 | 0.16439 | 0.27668 | 0.22672 | 0.18012 | 0.29318 | 0.41449 | 0.36132 | 0.48767 | 0.21267 | 0.20136 | 0.27393 | 0.24551 | 0.24857 | 0.48568 | 0.28875 | 0.32037 | 0.14972 | 0.1349 | 0.22962 | 0.14178 | 0.18104 | 0.31106 | 0.27729 | 0.26537 | 0.19388 | 0.2061 | 0.30449 | 0.1679 | 0.24994 | 0.1349 | 0.17524 | 0.13322 | 0.22199 | 0.18333 | 0.15033 | 0.23482 | 0.33122 | 0.28875 | 0.38133 | 0.17325 | 0.16332 | 0.2174 | 0.20182 | 0.20488 | 0.3795 | 0.23222 | 0.25468
111 | 0.02272 | 0.38771 | 0.02893 | 0.03713 | 0.056304 | 0.222 | 0.04884 | 0.0555 | 0.1121 | 0.5039 | 0.11485 | 0.1198 | 0.1132 | 0.8058 | 0.10751 | 0.0987 | 0.23603 | 0.21337 | 0.3646 | 0.22493 | 0.3088 | 0.5032 | 0.46589 | 0.44215 | 0.31728 | 0.33855 | 0.51199 | 0.27519 | 0.41255 | 0.20859 | 0.26902 | 0.21522 | 0.36476 | 0.29615 | 0.22354 | 0.38526 | 0.55176 | 0.48223 | 0.67093 | 0.27673 | 0.26178 | 0.37216 | 0.31697 | 0.3145 | 0.6677 | 0.37879 | 0.43583 | 0.21167 | 0.19101 | 0.33038 | 0.19934 | 0.27087 | 0.45001 | 0.40453 | 0.38711 | 0.27565 | 0.29739 | 0.4457 | 0.24266 | 0.36322 | 0.18731 | 0.23911 | 0.19009 | 0.32144 | 0.26116 | 0.20335 | 0.34102 | 0.48331 | 0.42149 | 0.57797 | 0.24435 | 0.23171 | 0.32159 | 0.28012 | 0.2829 | 0.57504 | 0.3347 | 0.37647 | 0.18608 | 0.16773 | 0.28783 | 0.17544 | 0.23248 | 0.39143 | 0.35057 | 0.33531 | 0.24127 | 0.259 | 0.38572 | 0.21105 | 0.31496 | 0.16588 | 0.2129 | 0.16588 | 0.2792 | 0.22878 | 0.18176 | 0.29585 | 0.41825 | 0.3646 | 0.4921 | 0.2146 | 0.20319 | 0.27642 | 0.24775 | 0.25083 | 0.4901 | 0.29138 | 0.32329 | 0.15108 | 0.13613 | 0.23171 | 0.14307 | 0.18269 | 0.31388 | 0.27981 | 0.26779 | 0.19564 | 0.20797 | 0.30725 | 0.16943 | 0.25222 | 0.13613 | 0.17683 | 0.13443 | 0.224 | 0.185 | 0.1517 | 0.23695 | 0.33423 | 0.29138 | 0.3848 | 0.17483 | 0.1648 | 0.21938 | 0.20365 | 0.20674 | 0.38295 | 0.23433 | 0.257
112 | 0.02324 | 0.39131 | 0.02956 | 0.03796 | 0.056812 | 0.224 | 0.04928 | 0.056 | 0.1132 | 0.5088 | 0.1162 | 0.1216 | 0.1144 | 0.8136 | 0.10892 | 0.1004 | 0.23816 | 0.21529 | 0.36789 | 0.22696 | 0.31158 | 0.50773 | 0.47009 | 0.44613 | 0.32013 | 0.3416 | 0.5166 | 0.27767 | 0.41627 | 0.21047 | 0.27144 | 0.21716 | 0.36804 | 0.29882 | 0.22556 | 0.38873 | 0.55673 | 0.48658 | 0.67698 | 0.27922 | 0.26413 | 0.37551 | 0.31982 | 0.31733 | 0.67371 | 0.3822 | 0.43976 | 0.21358 | 0.19273 | 0.33336 | 0.20113 | 0.27331 | 0.45407 | 0.40818 | 0.3906 | 0.27813 | 0.30007 | 0.44971 | 0.24484 | 0.36649 | 0.189 | 0.24127 | 0.1918 | 0.32433 | 0.26351 | 0.20518 | 0.34409 | 0.48767 | 0.42529 | 0.58318 | 0.24656 | 0.2338 | 0.32449 | 0.28264 | 0.28544 | 0.58022 | 0.33771 | 0.37987 | 0.18776 | 0.16924 | 0.29042 | 0.17702 | 0.23458 | 0.39496 | 0.35373 | 0.33833 | 0.24344 | 0.26133 | 0.3892 | 0.21296 | 0.3178 | 0.16738 | 0.21482 | 0.16738 | 0.28171 | 0.23084 | 0.1834 | 0.29851 | 0.42202 | 0.36789 | 0.49653 | 0.21653 | 0.20502 | 0.27891 | 0.24998 | 0.25309 | 0.49451 | 0.294 | 0.3262 | 0.15244 | 0.13736 | 0.2338 | 0.14436 | 0.18433 | 0.31671 | 0.28233 | 0.2702 | 0.1974 | 0.20984 | 0.31002 | 0.17096 | 0.25449 | 0.13736 | 0.17842 | 0.13564 | 0.22602 | 0.18667 | 0.15307 | 0.23909 | 0.33724 | 0.294 | 0.38827 | 0.1764 | 0.16629 | 0.22136 | 0.20549 | 0.2086 | 0.3864 | 0.23644 | 0.25931
113 | 0.02376 | 0.39491 | 0.03019 | 0.03879 | 0.057319 | 0.226 | 0.04972 | 0.0565 | 0.1143 | 0.5137 | 0.11755 | 0.1234 | 0.1156 | 0.8214 | 0.11033 | 0.1021 | 0.24028 | 0.21721 | 0.37117 | 0.22898 | 0.31436 | 0.51227 | 0.47429 | 0.45012 | 0.32299 | 0.34465 | 0.52121 | 0.28015 | 0.41998 | 0.21235 | 0.27387 | 0.21909 | 0.37133 | 0.30149 | 0.22757 | 0.3922 | 0.5617 | 0.49092 | 0.68302 | 0.28172 | 0.26649 | 0.37886 | 0.32268 | 0.32017 | 0.67973 | 0.38561 | 0.44368 | 0.21548 | 0.19445 | 0.33633 | 0.20293 | 0.27575 | 0.45812 | 0.41182 | 0.39409 | 0.28062 | 0.30275 | 0.45373 | 0.24703 | 0.36976 | 0.19069 | 0.24342 | 0.19351 | 0.32723 | 0.26586 | 0.20701 | 0.34716 | 0.49202 | 0.42909 | 0.58839 | 0.24876 | 0.23589 | 0.32739 | 0.28517 | 0.28799 | 0.5854 | 0.34073 | 0.38326 | 0.18943 | 0.17076 | 0.29302 | 0.1786 | 0.23667 | 0.39848 | 0.35689 | 0.34135 | 0.24562 | 0.26367 | 0.39267 | 0.21486 | 0.32064 | 0.16887 | 0.21674 | 0.16887 | 0.28423 | 0.23291 | 0.18504 | 0.30118 | 0.42579 | 0.37117 | 0.50097 | 0.21847 | 0.20685 | 0.2814 | 0.25221 | 0.25535 | 0.49893 | 0.29663 | 0.32911 | 0.15381 | 0.13858 | 0.23589 | 0.14564 | 0.18598 | 0.31954 | 0.28485 | 0.27261 | 0.19916 | 0.21172 | 0.31279 | 0.17248 | 0.25676 | 0.13858 | 0.18002 | 0.13686 | 0.22804 | 0.18833 | 0.15443 | 0.24122 | 0.34026 | 0.29663 | 0.39173 | 0.17798 | 0.16777 | 0.22333 | 0.20732 | 0.21046 | 0.38985 | 0.23856 | 0.26163
114 | 0.02428 | 0.39851 | 0.03082 | 0.03962 | 0.057826 | 0.228 | 0.05016 | 0.057 | 0.1154 | 0.5186 | 0.1189 | 0.1252 | 0.1168 | 0.8292 | 0.11174 | 0.1038 | 0.24241 | 0.21913 | 0.37446 | 0.23101 | 0.31714 | 0.5168 | 0.47848 | 0.4541 | 0.32585 | 0.3477 | 0.52583 | 0.28263 | 0.4237 | 0.21422 | 0.27629 | 0.22103 | 0.37462 | 0.30416 | 0.22958 | 0.39567 | 0.56667 | 0.49527 | 0.68907 | 0.28421 | 0.26885 | 0.38222 | 0.32553 | 0.323 | 0.68574 | 0.38903 | 0.44761 | 0.21739 | 0.19617 | 0.33931 | 0.20473 | 0.27819 | 0.46217 | 0.41547 | 0.39758 | 0.2831 | 0.30543 | 0.45774 | 0.24922 | 0.37303 | 0.19238 | 0.24558 | 0.19523 | 0.33012 | 0.26822 | 0.20884 | 0.35023 | 0.49637 | 0.43288 | 0.59359 | 0.25096 | 0.23798 | 0.33028 | 0.28769 | 0.29054 | 0.59058 | 0.34374 | 0.38665 | 0.19111 | 0.17227 | 0.29561 | 0.18018 | 0.23877 | 0.40201 | 0.36005 | 0.34438 | 0.24779 | 0.266 | 0.39615 | 0.21676 | 0.32348 | 0.17037 | 0.21866 | 0.17037 | 0.28674 | 0.23497 | 0.18667 | 0.30384 | 0.42956 | 0.37446 | 0.5054 | 0.2204 | 0.20868 | 0.28389 | 0.25444 | 0.25761 | 0.50334 | 0.29925 | 0.33202 | 0.15517 | 0.13981 | 0.23797 | 0.14693 | 0.18762 | 0.32237 | 0.28738 | 0.27502 | 0.20093 | 0.21359 | 0.31556 | 0.17401 | 0.25903 | 0.13981 | 0.18161 | 0.13807 | 0.23006 | 0.19 | 0.1558 | 0.24336 | 0.34327 | 0.29925 | 0.3952 | 0.17955 | 0.16926 | 0.22531 | 0.20916 | 0.21233 | 0.3933 | 0.24067 | 0.26394
115 | 0.0248 | 0.4021 | 0.03145 | 0.04045 | 0.058333 | 0.23 | 0.0506 | 0.0575 | 0.1165 | 0.5235 | 0.12025 | 0.127 | 0.118 | 0.837 | 0.11315 | 0.1055 | 0.24453 | 0.22106 | 0.37774 | 0.23303 | 0.31992 | 0.52133 | 0.48268 | 0.45808 | 0.32871 | 0.35075 | 0.53044 | 0.2851 | 0.42742 | 0.2161 | 0.27872 | 0.22297 | 0.3779 | 0.30683 | 0.2316 | 0.39915 | 0.57165 | 0.49961 | 0.69511 | 0.2867 | 0.27121 | 0.38557 | 0.32839 | 0.32583 | 0.69176 | 0.39244 | 0.45154 | 0.2193 | 0.1979 | 0.34228 | 0.20652 | 0.28063 | 0.46623 | 0.41911 | 0.40106 | 0.28558 | 0.3081 | 0.46176 | 0.2514 | 0.37631 | 0.19406 | 0.24773 | 0.19694 | 0.33302 | 0.27057 | 0.21067 | 0.35331 | 0.50073 | 0.43668 | 0.5988 | 0.25316 | 0.24006 | 0.33318 | 0.29022 | 0.29309 | 0.59576 | 0.34676 | 0.39004 | 0.19278 | 0.17378 | 0.2982 | 0.18176 | 0.24086 | 0.40553 | 0.36321 | 0.3474 | 0.24997 | 0.26833 | 0.39962 | 0.21866 | 0.32631 | 0.17186 | 0.22058 | 0.17186 | 0.28926 | 0.23703 | 0.18831 | 0.30651 | 0.43333 | 0.37774 | 0.50983 | 0.22233 | 0.21051 | 0.28638 | 0.25667 | 0.25987 | 0.50776 | 0.30188 | 0.33494 | 0.15653 | 0.14103 | 0.24006 | 0.14822 | 0.18927 | 0.32519 | 0.2899 | 0.27744 | 0.20269 | 0.21547 | 0.31833 | 0.17553 | 0.26131 | 0.14103 | 0.1832 | 0.13928 | 0.23208 | 0.19167 | 0.15717 | 0.24549 | 0.34628 | 0.30188 | 0.39867 | 0.18113 | 0.17074 | 0.22728 | 0.21099 | 0.21419 | 0.39675 | 0.24278 | 0.26626
116 | 0.02532 | 0.4057 | 0.03208 | 0.04128 | 0.058841 | 0.232 | 0.05104 | 0.058 | 0.1176 | 0.5284 | 0.1216 | 0.1288 | 0.1192 | 0.8448 | 0.11456 | 0.1072 | 0.24666 | 0.22298 | 0.38103 | 0.23506 | 0.32271 | 0.52587 | 0.48688 | 0.46207 | 0.33157 | 0.3538 | 0.53505 | 0.28758 | 0.43113 | 0.21798 | 0.28114 | 0.22491 | 0.38119 | 0.30949 | 0.23361 | 0.40262 | 0.57662 | 0.50396 | 0.70116 | 0.28919 | 0.27357 | 0.38892 | 0.33124 | 0.32867 | 0.69777 | 0.39585 | 0.45546 | 0.22121 | 0.19962 | 0.34526 | 0.20832 | 0.28307 | 0.47028 | 0.42276 | 0.40455 | 0.28807 | 0.31078 | 0.46577 | 0.25359 | 0.37958 | 0.19575 | 0.24988 | 0.19865 | 0.33592 | 0.27292 | 0.21251 | 0.35638 | 0.50508 | 0.44048 | 0.60401 | 0.25536 | 0.24215 | 0.33608 | 0.29274 | 0.29564 | 0.60094 | 0.34977 | 0.39343 | 0.19446 | 0.17529 | 0.30079 | 0.18334 | 0.24296 | 0.40906 | 0.36637 | 0.35042 | 0.25214 | 0.27067 | 0.4031 | 0.22056 | 0.32915 | 0.17336 | 0.22249 | 0.17336 | 0.29177 | 0.23909 | 0.18995 | 0.30917 | 0.43709 | 0.38103 | 0.51427 | 0.22427 | 0.21234 | 0.28887 | 0.25891 | 0.26213 | 0.51217 | 0.3045 | 0.33785 | 0.15789 | 0.14226 | 0.24215 | 0.14951 | 0.19092 | 0.32802 | 0.29242 | 0.27985 | 0.20445 | 0.21734 | 0.32109 | 0.17706 | 0.26358 | 0.14226 | 0.18479 | 0.14049 | 0.23409 | 0.19333 | 0.15853 | 0.24763 | 0.34929 | 0.3045 | 0.40213 | 0.1827 | 0.17223 | 0.22926 | 0.21283 | 0.21605 | 0.4002 | 0.24489 | 0.26857
117 | 0.02584 | 0.4093 | 0.03271 | 0.04211 | 0.059348 | 0.234 | 0.05148 | 0.0585 | 0.1187 | 0.5333 | 0.12295 | 0.1306 | 0.1204 | 0.8526 | 0.11597 | 0.1089 | 0.24879 | 0.2249 | 0.38431 | 0.23709 | 0.32549 | 0.5304 | 0.49108 | 0.46605 | 0.33443 | 0.35685 | 0.53966 | 0.29006 | 0.43485 | 0.21986 | 0.28356 | 0.22685 | 0.38447 | 0.31216 | 0.23563 | 0.40609 | 0.58159 | 0.5083 | 0.7072 | 0.29169 | 0.27593 | 0.39228 | 0.3341 | 0.3315 | 0.70379 | 0.39926 | 0.45939 | 0.22311 | 0.20134 | 0.34824 | 0.21011 | 0.28551 | 0.47434 | 0.4264 | 0.40804 | 0.29055 | 0.31346 | 0.46979 | 0.25578 | 0.38285 | 0.19744 | 0.25204 | 0.20036 | 0.33881 | 0.27528 | 0.21434 | 0.35945 | 0.50944 | 0.44427 | 0.60921 | 0.25756 | 0.24424 | 0.33897 | 0.29526 | 0.29819 | 0.60613 | 0.35279 | 0.39682 | 0.19614 | 0.1768 | 0.30339 | 0.18493 | 0.24505 | 0.41259 | 0.36952 | 0.35344 | 0.25431 | 0.273 | 0.40657 | 0.22246 | 0.33199 | 0.17485 | 0.22441 | 0.17485 | 0.29429 | 0.24115 | 0.19159 | 0.31184 | 0.44086 | 0.38431 | 0.5187 | 0.2262 | 0.21417 | 0.29136 | 0.26114 | 0.26439 | 0.51659 | 0.30713 | 0.34076 | 0.15925 | 0.14349 | 0.24424 | 0.1508 | 0.19256 | 0.33085 | 0.29494 | 0.28226 | 0.20621 | 0.21921 | 0.32386 | 0.17859 | 0.26585 | 0.14349 | 0.18639 | 0.1417 | 0.23611 | 0.195 | 0.1599 | 0.24976 | 0.3523 | 0.30713 | 0.4056 | 0.18428 | 0.17371 | 0.23124 | 0.21466 | 0.21791 | 0.40365 | 0.247 | 0.27089
118 | 0.02636 | 0.4129 | 0.03334 | 0.04294 | 0.059855 | 0.236 | 0.05192 | 0.059 | 0.1198 | 0.5382 | 0.1243 | 0.1324 | 0.1216 | 0.8604 | 0.11738 | 0.1106 | 0.25091 | 0.22682 | 0.3876 | 0.23911 | 0.32827 | 0.53493 | 0.49527 | 0.47003 | 0.33728 | 0.3599 | 0.54428 | 0.29254 | 0.43857 | 0.22174 | 0.28599 | 0.22879 | 0.38776 | 0.31483 | 0.23764 | 0.40956 | 0.58656 | 0.51265 | 0.71324 | 0.29418 | 0.27828 | 0.39563 | 0.33696 | 0.33433 | 0.7098 | 0.40268 | 0.46331 | 0.22502 | 0.20306 | 0.35121 | 0.21191 | 0.28795 | 0.47839 | 0.43004 | 0.41153 | 0.29303 | 0.31614 | 0.4738 | 0.25796 | 0.38612 | 0.19913 | 0.25419 | 0.20208 | 0.34171 | 0.27763 | 0.21617 | 0.36252 | 0.51379 | 0.44807 | 0.61442 | 0.25976 | 0.24633 | 0.34187 | 0.29779 | 0.30074 | 0.61131 | 0.3558 | 0.40022 | 0.19781 | 0.17831 | 0.30598 | 0.18651 | 0.24714 | 0.41611 | 0.37268 | 0.35646 | 0.25649 | 0.27533 | 0.41005 | 0.22436 | 0.33483 | 0.17634 | 0.22633 | 0.17634 | 0.2968 | 0.24321 | 0.19322 | 0.3145 | 0.44463 | 0.3876 | 0.52313 | 0.22813 | 0.21601 | 0.29385 | 0.26337 | 0.26665 | 0.521 | 0.30975 | 0.34367 | 0.16061 | 0.14471 | 0.24632 | 0.15209 | 0.19421 | 0.33368 | 0.29746 | 0.28467 | 0.20798 | 0.22109 | 0.32663 | 0.18011 | 0.26812 | 0.14471 | 0.18798 | 0.14291 | 0.23813 | 0.19667 | 0.16127 | 0.2519 | 0.35531 | 0.30975 | 0.40907 | 0.18585 | 0.1752 | 0.23321 | 0.2165 | 0.21978 | 0.4071 | 0.24911 | 0.2732
119 | 0.02688 | 0.4165 | 0.03397 | 0.04377 | 0.060362 | 0.238 | 0.05236 | 0.0595 | 0.1209 | 0.5431 | 0.12565 | 0.1342 | 0.1228 | 0.8682 | 0.11879 | 0.1123 | 0.25304 | 0.22874 | 0.39088 | 0.24114 | 0.33105 | 0.53947 | 0.49947 | 0.47402 | 0.34014 | 0.36295 | 0.54889 | 0.29502 | 0.44228 | 0.22362 | 0.28841 | 0.23073 | 0.39105 | 0.3175 | 0.23965 | 0.41303 | 0.59153 | 0.51699 | 0.71929 | 0.29667 | 0.28064 | 0.39898 | 0.33981 | 0.33717 | 0.71582 | 0.40609 | 0.46724 | 0.22693 | 0.20478 | 0.35419 | 0.2137 | 0.29039 | 0.48245 | 0.43369 | 0.41501 | 0.29552 | 0.31882 | 0.47782 | 0.26015 | 0.38939 | 0.20081 | 0.25635 | 0.20379 | 0.3446 | 0.27998 | 0.218 | 0.36559 | 0.51815 | 0.45187 | 0.61963 | 0.26197 | 0.24841 | 0.34477 | 0.30031 | 0.30328 | 0.61649 | 0.35882 | 0.40361 | 0.19949 | 0.17982 | 0.30857 | 0.18809 | 0.24924 | 0.41964 | 0.37584 | 0.35948 | 0.25866 | 0.27767 | 0.41352 | 0.22627 | 0.33766 | 0.17784 | 0.22825 | 0.17784 | 0.29932 | 0.24527 | 0.19486 | 0.31717 | 0.4484 | 0.39088 | 0.52757 | 0.23007 | 0.21784 | 0.29634 | 0.2656 | 0.26891 | 0.52542 | 0.31238 | 0.34659 | 0.16197 | 0.14594 | 0.24841 | 0.15338 | 0.19585 | 0.33651 | 0.29998 | 0.28709 | 0.20974 | 0.22296 | 0.3294 | 0.18164 | 0.27039 | 0.14594 | 0.18957 | 0.14412 | 0.24015 | 0.19833 | 0.16263 | 0.25403 | 0.35832 | 0.31238 | 0.41253 | 0.18743 | 0.17668 | 0.23519 | 0.21833 | 0.22164 | 0.41055 | 0.25122 | 0.27552
120 | 0.0274 | 0.42009 | 0.0346 | 0.0446 | 0.06087 | 0.24 | 0.0528 | 0.06 | 0.122 | 0.548 | 0.127 | 0.136 | 0.124 | 0.876 | 0.1202 | 0.114 | 0.25517 | 0.23067 | 0.39417 | 0.24317 | 0.33383 | 0.544 | 0.50367 | 0.478 | 0.343 | 0.366 | 0.5535 | 0.2975 | 0.446 | 0.2255 | 0.29083 | 0.23267 | 0.39433 | 0.32017 | 0.24167 | 0.4165 | 0.5965 | 0.52133 | 0.72533 | 0.29917 | 0.283 | 0.40233 | 0.34267 | 0.34 | 0.72183 | 0.4095 | 0.47117 | 0.22883 | 0.2065 | 0.35717 | 0.2155 | 0.29283 | 0.4865 | 0.43733 | 0.4185 | 0.298 | 0.3215 | 0.48183 | 0.26233 | 0.39267 | 0.2025 | 0.2585 | 0.2055 | 0.3475 | 0.28233 | 0.21983 | 0.36867 | 0.5225 | 0.45567 | 0.62483 | 0.26417 | 0.2505 | 0.34767 | 0.30283 | 0.30583 | 0.62167 | 0.36183 | 0.407 | 0.20117 | 0.18133 | 0.31117 | 0.18967 | 0.25133 | 0.42317 | 0.379 | 0.3625 | 0.26083 | 0.28 | 0.417 | 0.22817 | 0.3405 | 0.17933 | 0.23017 | 0.17933 | 0.30183 | 0.24733 | 0.1965 | 0.31983 | 0.45217 | 0.39417 | 0.532 | 0.232 | 0.21967 | 0.29883 | 0.26783 | 0.27117 | 0.52983 | 0.315 | 0.3495 | 0.16333 | 0.14717 | 0.2505 | 0.15467 | 0.1975 | 0.33933 | 0.3025 | 0.2895 | 0.2115 | 0.22483 | 0.33217 | 0.18317 | 0.27267 | 0.14717 | 0.19117 | 0.14533 | 0.24217 | 0.2 | 0.164 | 0.25617 | 0.36133 | 0.315 | 0.416 | 0.189 | 0.17817 | 0.23717 | 0.22017 | 0.2235 | 0.414 | 0.25333 | 0.27783
121 | 0.02792 | 0.42369 | 0.03523 | 0.04543 | 0.061377 | 0.242 | 0.05324 | 0.0605 | 0.1231 | 0.5529 | 0.12835 | 0.1378 | 0.1252 | 0.8838 | 0.12161 | 0.1157 | 0.25729 | 0.23259 | 0.39745 | 0.24519 | 0.33662 | 0.54853 | 0.50786 | 0.48198 | 0.34586 | 0.36905 | 0.55811 | 0.29998 | 0.44972 | 0.22738 | 0.29326 | 0.23461 | 0.39762 | 0.32283 | 0.24368 | 0.41997 | 0.60147 | 0.52568 | 0.73138 | 0.30166 | 0.28536 | 0.40569 | 0.34552 | 0.34283 | 0.72785 | 0.41291 | 0.47509 | 0.23074 | 0.20822 | 0.36014 | 0.2173 | 0.29527 | 0.49055 | 0.44098 | 0.42199 | 0.30048 | 0.32418 | 0.48585 | 0.26452 | 0.39594 | 0.20419 | 0.26065 | 0.20721 | 0.3504 | 0.28469 | 0.22167 | 0.37174 | 0.52685 | 0.45946 | 0.63004 | 0.26637 | 0.25259 | 0.35056 | 0.30536 | 0.30838 | 0.62685 | 0.36485 | 0.41039 | 0.20284 | 0.18284 | 0.31376 | 0.19125 | 0.25343 | 0.42669 | 0.38216 | 0.36552 | 0.26301 | 0.28233 | 0.42047 | 0.23007 | 0.34334 | 0.18083 | 0.23208 | 0.18083 | 0.30435 | 0.24939 | 0.19814 | 0.3225 | 0.45593 | 0.39745 | 0.53643 | 0.23393 | 0.2215 | 0.30132 | 0.27007 | 0.27343 | 0.53425 | 0.31763 | 0.35241 | 0.16469 | 0.14839 | 0.25259 | 0.15596 | 0.19915 | 0.34216 | 0.30502 | 0.29191 | 0.21326 | 0.22671 | 0.33493 | 0.18469 | 0.27494 | 0.14839 | 0.19276 | 0.14654 | 0.24418 | 0.20167 | 0.16537 | 0.2583 | 0.36434 | 0.31763 | 0.41947 | 0.19058 | 0.17965 | 0.23914 | 0.222 | 0.22536 | 0.41745 | 0.25544 | 0.28015
122 | 0.02844 | 0.42729 | 0.03586 | 0.04626 | 0.061884 | 0.244 | 0.05368 | 0.061 | 0.1242 | 0.5578 | 0.1297 | 0.1396 | 0.1264 | 0.8916 | 0.12302 | 0.1174 | 0.25942 | 0.23451 | 0.40074 | 0.24722 | 0.3394 | 0.55307 | 0.51206 | 0.48597 | 0.34872 | 0.3721 | 0.56273 | 0.30246 | 0.45343 | 0.22926 | 0.29568 | 0.23654 | 0.40091 | 0.3255 | 0.24569 | 0.42344 | 0.60644 | 0.53002 | 0.73742 | 0.30415 | 0.28772 | 0.40904 | 0.34838 | 0.34567 | 0.73386 | 0.41633 | 0.47902 | 0.23265 | 0.20994 | 0.36312 | 0.21909 | 0.29771 | 0.49461 | 0.44462 | 0.42548 | 0.30297 | 0.32686 | 0.48986 | 0.26671 | 0.39921 | 0.20588 | 0.26281 | 0.20893 | 0.35329 | 0.28704 | 0.2235 | 0.37481 | 0.53121 | 0.46326 | 0.63525 | 0.26857 | 0.25468 | 0.35346 | 0.30788 | 0.31093 | 0.63203 | 0.36786 | 0.41378 | 0.20452 | 0.18436 | 0.31635 | 0.19283 | 0.25552 | 0.43022 | 0.38532 | 0.36854 | 0.26518 | 0.28467 | 0.42395 | 0.23197 | 0.34618 | 0.18232 | 0.234 | 0.18232 | 0.30686 | 0.25146 | 0.19977 | 0.32516 | 0.4597 | 0.40074 | 0.54087 | 0.23587 | 0.22333 | 0.30381 | 0.2723 | 0.27569 | 0.53866 | 0.32025 | 0.35532 | 0.16606 | 0.14962 | 0.25467 | 0.15724 | 0.20079 | 0.34499 | 0.30754 | 0.29432 | 0.21503 | 0.22858 | 0.3377 | 0.18622 | 0.27721 | 0.14962 | 0.19435 | 0.14776 | 0.2462 | 0.20333 | 0.16673 | 0.26044 | 0.36736 | 0.32025 | 0.42293 | 0.19215 | 0.18114 | 0.24112 | 0.22384 | 0.22723 | 0.4209 | 0.25756 | 0.28246
123 | 0.02896 | 0.43089 | 0.03649 | 0.04709 | 0.062391 | 0.246 | 0.05412 | 0.0615 | 0.1253 | 0.5627 | 0.13105 | 0.1414 | 0.1276 | 0.8994 | 0.12443 | 0.1191 | 0.26155 | 0.23643 | 0.40402 | 0.24925 | 0.34218 | 0.5576 | 0.51626 | 0.48995 | 0.35158 | 0.37515 | 0.56734 | 0.30494 | 0.45715 | 0.23114 | 0.2981 | 0.23848 | 0.40419 | 0.32817 | 0.24771 | 0.42691 | 0.61141 | 0.53437 | 0.74347 | 0.30665 | 0.29008 | 0.41239 | 0.35123 | 0.3485 | 0.73988 | 0.41974 | 0.48295 | 0.23455 | 0.21166 | 0.3661 | 0.22089 | 0.30015 | 0.49866 | 0.44827 | 0.42896 | 0.30545 | 0.32954 | 0.49388 | 0.26889 | 0.40248 | 0.20756 | 0.26496 | 0.21064 | 0.35619 | 0.28939 | 0.22533 | 0.37788 | 0.53556 | 0.46706 | 0.64045 | 0.27077 | 0.25676 | 0.35636 | 0.3104 | 0.31348 | 0.63721 | 0.37088 | 0.41717 | 0.2062 | 0.18587 | 0.31895 | 0.19441 | 0.25762 | 0.43375 | 0.38847 | 0.37156 | 0.26735 | 0.287 | 0.42742 | 0.23387 | 0.34901 | 0.18382 | 0.23592 | 0.18382 | 0.30938 | 0.25352 | 0.20141 | 0.32783 | 0.46347 | 0.40402 | 0.5453 | 0.2378 | 0.22516 | 0.3063 | 0.27453 | 0.27795 | 0.54308 | 0.32288 | 0.35824 | 0.16742 | 0.15085 | 0.25676 | 0.15853 | 0.20244 | 0.34782 | 0.31006 | 0.29674 | 0.21679 | 0.23045 | 0.34047 | 0.18775 | 0.27948 | 0.15085 | 0.19595 | 0.14897 | 0.24822 | 0.205 | 0.1681 | 0.26257 | 0.37037 | 0.32288 | 0.4264 | 0.19373 | 0.18262 | 0.2431 | 0.22567 | 0.22909 | 0.42435 | 0.25967 | 0.28478
124 | 0.02948 | 0.43449 | 0.03712 | 0.04792 | 0.062899 | 0.248 | 0.05456 | 0.062 | 0.1264 | 0.5676 | 0.1324 | 0.1432 | 0.1288 | 0.9072 | 0.12584 | 0.1208 | 0.26367 | 0.23836 | 0.40731 | 0.25127 | 0.34496 | 0.56213 | 0.52046 | 0.49393 | 0.35443 | 0.3782 | 0.57195 | 0.30742 | 0.46087 | 0.23302 | 0.30053 | 0.24042 | 0.40748 | 0.33084 | 0.24972 | 0.43038 | 0.61638 | 0.53871 | 0.74951 | 0.30914 | 0.29243 | 0.41574 | 0.35409 | 0.35133 | 0.74589 | 0.42315 | 0.48687 | 0.23646 | 0.21338 | 0.36907 | 0.22268 | 0.30259 | 0.50272 | 0.45191 | 0.43245 | 0.30793 | 0.33222 | 0.49789 | 0.27108 | 0.40576 | 0.20925 | 0.26712 | 0.21235 | 0.35908 | 0.29174 | 0.22716 | 0.38096 | 0.53992 | 0.47086 | 0.64566 | 0.27297 | 0.25885 | 0.35926 | 0.31293 | 0.31603 | 0.64239 | 0.37389 | 0.42057 | 0.20787 | 0.18738 | 0.32154 | 0.19599 | 0.25971 | 0.43727 | 0.39163 | 0.37458 | 0.26953 | 0.28933 | 0.4309 | 0.23577 | 0.35185 | 0.18531 | 0.23784 | 0.18531 | 0.31189 | 0.25558 | 0.20305 | 0.33049 | 0.46724 | 0.40731 | 0.54973 | 0.23973 | 0.22699 | 0.30879 | 0.27676 | 0.28021 | 0.54749 | 0.3255 | 0.36115 | 0.16878 | 0.15207 | 0.25885 | 0.15982 | 0.20408 | 0.35064 | 0.31258 | 0.29915 | 0.21855 | 0.23233 | 0.34324 | 0.18927 | 0.28176 | 0.15207 | 0.19754 | 0.15018 | 0.25024 | 0.20667 | 0.16947 | 0.26471 | 0.37338 | 0.3255 | 0.42987 | 0.1953 | 0.18411 | 0.24507 | 0.22751 | 0.23095 | 0.4278 | 0.26178 | 0.28709
125 | 0.03 | 0.43808 | 0.03775 | 0.04875 | 0.063406 | 0.25 | 0.055 | 0.0625 | 0.1275 | 0.5725 | 0.13375 | 0.145 | 0.13 | 0.915 | 0.12725 | 0.1225 | 0.2658 | 0.24028 | 0.41059 | 0.2533 | 0.34774 | 0.56667 | 0.52465 | 0.49792 | 0.35729 | 0.38125 | 0.57656 | 0.3099 | 0.46458 | 0.2349 | 0.30295 | 0.24236 | 0.41076 | 0.33351 | 0.25174 | 0.43385 | 0.62135 | 0.54306 | 0.75556 | 0.31163 | 0.29479 | 0.4191 | 0.35694 | 0.35417 | 0.75191 | 0.42656 | 0.4908 | 0.23837 | 0.2151 | 0.37205 | 0.22448 | 0.30503 | 0.50677 | 0.45556 | 0.43594 | 0.31042 | 0.3349 | 0.50191 | 0.27326 | 0.40903 | 0.21094 | 0.26927 | 0.21406 | 0.36198 | 0.2941 | 0.22899 | 0.38403 | 0.54427 | 0.47465 | 0.65087 | 0.27517 | 0.26094 | 0.36215 | 0.31545 | 0.31858 | 0.64757 | 0.37691 | 0.42396 | 0.20955 | 0.18889 | 0.32413 | 0.19757 | 0.26181 | 0.4408 | 0.39479 | 0.3776 | 0.2717 | 0.29167 | 0.43437 | 0.23767 | 0.35469 | 0.18681 | 0.23976 | 0.18681 | 0.31441 | 0.25764 | 0.20469 | 0.33316 | 0.47101 | 0.41059 | 0.55417 | 0.24167 | 0.22882 | 0.31128 | 0.27899 | 0.28247 | 0.55191 | 0.32813 | 0.36406 | 0.17014 | 0.1533 | 0.26094 | 0.16111 | 0.20573 | 0.35347 | 0.3151 | 0.30156 | 0.22031 | 0.2342 | 0.34601 | 0.1908 | 0.28403 | 0.1533 | 0.19913 | 0.15139 | 0.25226 | 0.20833 | 0.17083 | 0.26684 | 0.37639 | 0.32813 | 0.43333 | 0.19688 | 0.18559 | 0.24705 | 0.22934 | 0.23281 | 0.43125 | 0.26389 | 0.28941
126 | 0.03052 | 0.44168 | 0.03838 | 0.04958 | 0.063913 | 0.252 | 0.05544 | 0.063 | 0.1286 | 0.5774 | 0.1351 | 0.1468 | 0.1312 | 0.9228 | 0.12866 | 0.1242 | 0.26793 | 0.2422 | 0.41388 | 0.25532 | 0.35053 | 0.5712 | 0.52885 | 0.5019 | 0.36015 | 0.3843 | 0.58118 | 0.31238 | 0.4683 | 0.23677 | 0.30537 | 0.2443 | 0.41405 | 0.33617 | 0.25375 | 0.43732 | 0.62632 | 0.5474 | 0.7616 | 0.31412 | 0.29715 | 0.42245 | 0.3598 | 0.357 | 0.75792 | 0.42998 | 0.49473 | 0.24027 | 0.21682 | 0.37502 | 0.22628 | 0.30747 | 0.51082 | 0.4592 | 0.43943 | 0.3129 | 0.33758 | 0.50593 | 0.27545 | 0.4123 | 0.21263 | 0.27143 | 0.21578 | 0.36487 | 0.29645 | 0.23082 | 0.3871 | 0.54862 | 0.47845 | 0.65608 | 0.27738 | 0.26303 | 0.36505 | 0.31798 | 0.32112 | 0.65275 | 0.37992 | 0.42735 | 0.21123 | 0.1904 | 0.32673 | 0.19915 | 0.2639 | 0.44432 | 0.39795 | 0.38063 | 0.27387 | 0.294 | 0.43785 | 0.23958 | 0.35753 | 0.1883 | 0.24167 | 0.1883 | 0.31693 | 0.2597 | 0.20632 | 0.33582 | 0.47477 | 0.41388 | 0.5586 | 0.2436 | 0.23065 | 0.31377 | 0.28123 | 0.28473 | 0.55633 | 0.33075 | 0.36697 | 0.1715 | 0.15453 | 0.26302 | 0.1624 | 0.20737 | 0.3563 | 0.31763 | 0.30397 | 0.22208 | 0.23608 | 0.34878 | 0.19232 | 0.2863 | 0.15452 | 0.20073 | 0.1526 | 0.25428 | 0.21 | 0.1722 | 0.26898 | 0.3794 | 0.33075 | 0.4368 | 0.19845 | 0.18708 | 0.24903 | 0.23118 | 0.23468 | 0.4347 | 0.266 | 0.29173
127 | 0.03104 | 0.44528 | 0.03901 | 0.05041 | 0.06442 | 0.254 | 0.05588 | 0.0635 | 0.1297 | 0.5823 | 0.13645 | 0.1486 | 0.1324 | 0.9306 | 0.13007 | 0.1259 | 0.27005 | 0.24412 | 0.41716 | 0.25735 | 0.35331 | 0.57573 | 0.53305 | 0.50588 | 0.36301 | 0.38735 | 0.58579 | 0.31485 | 0.47202 | 0.23865 | 0.3078 | 0.24624 | 0.41734 | 0.33884 | 0.25576 | 0.4408 | 0.6313 | 0.55175 | 0.76764 | 0.31662 | 0.29951 | 0.4258 | 0.36266 | 0.35983 | 0.76394 | 0.43339 | 0.49865 | 0.24218 | 0.21855 | 0.378 | 0.22807 | 0.30992 | 0.51488 | 0.46284 | 0.44291 | 0.31538 | 0.34025 | 0.50994 | 0.27764 | 0.41557 | 0.21431 | 0.27358 | 0.21749 | 0.36777 | 0.2988 | 0.23266 | 0.39017 | 0.55298 | 0.48225 | 0.66128 | 0.27958 | 0.26511 | 0.36795 | 0.3205 | 0.32367 | 0.65793 | 0.38294 | 0.43074 | 0.2129 | 0.19191 | 0.32932 | 0.20073 | 0.26599 | 0.44785 | 0.40111 | 0.38365 | 0.27605 | 0.29633 | 0.44132 | 0.24148 | 0.36036 | 0.18979 | 0.24359 | 0.18979 | 0.31944 | 0.26176 | 0.20796 | 0.33849 | 0.47854 | 0.41716 | 0.56303 | 0.24553 | 0.23248 | 0.31627 | 0.28346 | 0.28698 | 0.56074 | 0.33338 | 0.36989 | 0.17286 | 0.15575 | 0.26511 | 0.16369 | 0.20902 | 0.35913 | 0.32015 | 0.30639 | 0.22384 | 0.23795 | 0.35154 | 0.19385 | 0.28857 | 0.15575 | 0.20232 | 0.15381 | 0.25629 | 0.21167 | 0.17357 | 0.27111 | 0.38241 | 0.33338 | 0.44027 | 0.20003 | 0.18856 | 0.251 | 0.23301 | 0.23654 | 0.43815 | 0.26811 | 0.29404
128 | 0.03156 | 0.44888 | 0.03964 | 0.05124 | 0.064928 | 0.256 | 0.05632 | 0.064 | 0.1308 | 0.5872 | 0.1378 | 0.1504 | 0.1336 | 0.9384 | 0.13148 | 0.1276 | 0.27218 | 0.24604 | 0.42044 | 0.25938 | 0.35609 | 0.58027 | 0.53724 | 0.50987 | 0.36587 | 0.3904 | 0.5904 | 0.31733 | 0.47573 | 0.24053 | 0.31022 | 0.24818 | 0.42062 | 0.34151 | 0.25778 | 0.44427 | 0.63627 | 0.55609 | 0.77369 | 0.31911 | 0.30187 | 0.42916 | 0.36551 | 0.36267 | 0.76996 | 0.4368 | 0.50258 | 0.24409 | 0.22027 | 0.38098 | 0.22987 | 0.31236 | 0.51893 | 0.46649 | 0.4464 | 0.31787 | 0.34293 | 0.51396 | 0.27982 | 0.41884 | 0.216 | 0.27573 | 0.2192 | 0.37067 | 0.30116 | 0.23449 | 0.39324 | 0.55733 | 0.48604 | 0.66649 | 0.28178 | 0.2672 | 0.37084 | 0.32302 | 0.32622 | 0.66311 | 0.38596 | 0.43413 | 0.21458 | 0.19342 | 0.33191 | 0.20231 | 0.26809 | 0.45138 | 0.40427 | 0.38667 | 0.27822 | 0.29867 | 0.4448 | 0.24338 | 0.3632 | 0.19129 | 0.24551 | 0.19129 | 0.32196 | 0.26382 | 0.2096 | 0.34116 | 0.48231 | 0.42044 | 0.56747 | 0.24747 | 0.23431 | 0.31876 | 0.28569 | 0.28924 | 0.56516 | 0.336 | 0.3728 | 0.17422 | 0.15698 | 0.2672 | 0.16498 | 0.21067 | 0.36196 | 0.32267 | 0.3088 | 0.2256 | 0.23982 | 0.35431 | 0.19538 | 0.29084 | 0.15698 | 0.20391 | 0.15502 | 0.25831 | 0.21333 | 0.17493 | 0.27324 | 0.38542 | 0.336 | 0.44373 | 0.2016 | 0.19004 | 0.25298 | 0.23484 | 0.2384 | 0.4416 | 0.27022 | 0.29636
129 | 0.03208 | 0.45247 | 0.04027 | 0.05207 | 0.065435 | 0.258 | 0.05676 | 0.0645 | 0.1319 | 0.5921 | 0.13915 | 0.1522 | 0.1348 | 0.9462 | 0.13289 | 0.1293 | 0.2743 | 0.24797 | 0.42373 | 0.2614 | 0.35887 | 0.5848 | 0.54144 | 0.51385 | 0.36873 | 0.39345 | 0.59501 | 0.31981 | 0.47945 | 0.24241 | 0.31265 | 0.25012 | 0.42391 | 0.34418 | 0.25979 | 0.44774 | 0.64124 | 0.56043 | 0.77973 | 0.3216 | 0.30423 | 0.43251 | 0.36837 | 0.3655 | 0.77597 | 0.44021 | 0.5065 | 0.246 | 0.22199 | 0.38395 | 0.23166 | 0.3148 | 0.52299 | 0.47013 | 0.44989 | 0.32035 | 0.34561 | 0.51797 | 0.28201 | 0.42212 | 0.21769 | 0.27789 | 0.22091 | 0.37356 | 0.30351 | 0.23632 | 0.39632 | 0.56169 | 0.48984 | 0.6717 | 0.28398 | 0.26929 | 0.37374 | 0.32555 | 0.32877 | 0.66829 | 0.38897 | 0.43752 | 0.21625 | 0.19493 | 0.3345 | 0.20389 | 0.27018 | 0.4549 | 0.40742 | 0.38969 | 0.2804 | 0.301 | 0.44827 | 0.24528 | 0.36604 | 0.19278 | 0.24743 | 0.19278 | 0.32447 | 0.26588 | 0.21124 | 0.34382 | 0.48608 | 0.42373 | 0.5719 | 0.2494 | 0.23614 | 0.32125 | 0.28792 | 0.2915 | 0.56957 | 0.33863 | 0.37571 | 0.17558 | 0.1582 | 0.26929 | 0.16627 | 0.21231 | 0.36478 | 0.32519 | 0.31121 | 0.22736 | 0.2417 | 0.35708 | 0.1969 | 0.29312 | 0.1582 | 0.2055 | 0.15623 | 0.26033 | 0.215 | 0.1763 | 0.27538 | 0.38843 | 0.33863 | 0.4472 | 0.20318 | 0.19153 | 0.25495 | 0.23668 | 0.24026 | 0.44505 | 0.27233 | 0.29867
130 | 0.0326 | 0.45607 | 0.0409 | 0.0529 | 0.065942 | 0.26 | 0.0572 | 0.065 | 0.133 | 0.597 | 0.1405 | 0.154 | 0.136 | 0.954 | 0.1343 | 0.131 | 0.27643 | 0.24989 | 0.42701 | 0.26343 | 0.36165 | 0.58933 | 0.54564 | 0.51783 | 0.37158 | 0.3965 | 0.59963 | 0.32229 | 0.48317 | 0.24429 | 0.31507 | 0.25206 | 0.42719 | 0.34685 | 0.26181 | 0.45121 | 0.64621 | 0.56478 | 0.78578 | 0.3241 | 0.30658 | 0.43586 | 0.37122 | 0.36833 | 0.78199 | 0.44363 | 0.51043 | 0.2479 | 0.22371 | 0.38693 | 0.23346 | 0.31724 | 0.52704 | 0.47378 | 0.45338 | 0.32283 | 0.34829 | 0.52199 | 0.28419 | 0.42539 | 0.21938 | 0.28004 | 0.22263 | 0.37646 | 0.30586 | 0.23815 | 0.39939 | 0.56604 | 0.49364 | 0.6769 | 0.28618 | 0.27138 | 0.37664 | 0.32807 | 0.33132 | 0.67347 | 0.39199 | 0.44092 | 0.21793 | 0.19644 | 0.3371 | 0.20547 | 0.27228 | 0.45843 | 0.41058 | 0.39271 | 0.28257 | 0.30333 | 0.45175 | 0.24718 | 0.36888 | 0.19428 | 0.24935 | 0.19428 | 0.32699 | 0.26794 | 0.21287 | 0.34649 | 0.48985 | 0.42701 | 0.57633 | 0.25133 | 0.23797 | 0.32374 | 0.29015 | 0.29376 | 0.57399 | 0.34125 | 0.37862 | 0.17694 | 0.15943 | 0.27137 | 0.16756 | 0.21396 | 0.36761 | 0.32771 | 0.31362 | 0.22913 | 0.24357 | 0.35985 | 0.19843 | 0.29539 | 0.15943 | 0.2071 | 0.15744 | 0.26235 | 0.21667 | 0.17767 | 0.27751 | 0.39144 | 0.34125 | 0.45067 | 0.20475 | 0.19301 | 0.25693 | 0.23851 | 0.24213 | 0.4485 | 0.27444 | 0.30099
131 | 0.03312 | 0.45967 | 0.04153 | 0.05373 | 0.066449 | 0.262 | 0.05764 | 0.0655 | 0.1341 | 0.6019 | 0.14185 | 0.1558 | 0.1372 | 0.9618 | 0.13571 | 0.1327 | 0.27856 | 0.25181 | 0.4303 | 0.26546 | 0.36443 | 0.59387 | 0.54984 | 0.52182 | 0.37444 | 0.39955 | 0.60424 | 0.32477 | 0.48688 | 0.24617 | 0.31749 | 0.25399 | 0.43048 | 0.34952 | 0.26382 | 0.45468 | 0.65118 | 0.56912 | 0.79182 | 0.32659 | 0.30894 | 0.43921 | 0.37408 | 0.37117 | 0.788 | 0.44704 | 0.51436 | 0.24981 | 0.22543 | 0.38991 | 0.23525 | 0.31968 | 0.5311 | 0.47742 | 0.45686 | 0.32532 | 0.35097 | 0.526 | 0.28638 | 0.42866 | 0.22106 | 0.2822 | 0.22434 | 0.37935 | 0.30821 | 0.23998 | 0.40246 | 0.5704 | 0.49744 | 0.68211 | 0.28838 | 0.27346 | 0.37954 | 0.33059 | 0.33387 | 0.67865 | 0.395 | 0.44431 | 0.21961 | 0.19796 | 0.33969 | 0.20705 | 0.27437 | 0.46196 | 0.41374 | 0.39573 | 0.28474 | 0.30567 | 0.45522 | 0.24908 | 0.37171 | 0.19577 | 0.25127 | 0.19577 | 0.3295 | 0.27001 | 0.21451 | 0.34915 | 0.49361 | 0.4303 | 0.58077 | 0.25327 | 0.2398 | 0.32623 | 0.29238 | 0.29602 | 0.5784 | 0.34388 | 0.38154 | 0.17831 | 0.16066 | 0.27346 | 0.16884 | 0.2156 | 0.37044 | 0.33023 | 0.31604 | 0.23089 | 0.24544 | 0.36262 | 0.19996 | 0.29766 | 0.16066 | 0.20869 | 0.15866 | 0.26437 | 0.21833 | 0.17903 | 0.27965 | 0.39446 | 0.34388 | 0.45413 | 0.20633 | 0.1945 | 0.25891 | 0.24035 | 0.24399 | 0.45195 | 0.27656 | 0.3033
132 | 0.03364 | 0.46327 | 0.04216 | 0.05456 | 0.066957 | 0.264 | 0.05808 | 0.066 | 0.1352 | 0.6068 | 0.1432 | 0.1576 | 0.1384 | 0.9696 | 0.13712 | 0.1344 | 0.28068 | 0.25373 | 0.43358 | 0.26748 | 0.36722 | 0.5984 | 0.55403 | 0.5258 | 0.3773 | 0.4026 | 0.60885 | 0.32725 | 0.4906 | 0.24805 | 0.31992 | 0.25593 | 0.43377 | 0.35218 | 0.26583 | 0.45815 | 0.65615 | 0.57347 | 0.79787 | 0.32908 | 0.3113 | 0.44257 | 0.37693 | 0.374 | 0.79402 | 0.45045 | 0.51828 | 0.25172 | 0.22715 | 0.39288 | 0.23705 | 0.32212 | 0.53515 | 0.48107 | 0.46035 | 0.3278 | 0.35365 | 0.53002 | 0.28857 | 0.43193 | 0.22275 | 0.28435 | 0.22605 | 0.38225 | 0.31057 | 0.24182 | 0.40553 | 0.57475 | 0.50123 | 0.68732 | 0.29058 | 0.27555 | 0.38243 | 0.33312 | 0.33642 | 0.68383 | 0.39802 | 0.4477 | 0.22128 | 0.19947 | 0.34228 | 0.20863 | 0.27647 | 0.46548 | 0.4169 | 0.39875 | 0.28692 | 0.308 | 0.4587 | 0.25098 | 0.37455 | 0.19727 | 0.25318 | 0.19727 | 0.33202 | 0.27207 | 0.21615 | 0.35182 | 0.49738 | 0.43358 | 0.5852 | 0.2552 | 0.24163 | 0.32872 | 0.29462 | 0.29828 | 0.58282 | 0.3465 | 0.38445 | 0.17967 | 0.16188 | 0.27555 | 0.17013 | 0.21725 | 0.37327 | 0.33275 | 0.31845 | 0.23265 | 0.24732 | 0.36538 | 0.20148 | 0.29993 | 0.16188 | 0.21028 | 0.15987 | 0.26638 | 0.22 | 0.1804 | 0.28178 | 0.39747 | 0.3465 | 0.4576 | 0.2079 | 0.19598 | 0.26088 | 0.24218 | 0.24585 | 0.4554 | 0.27867 | 0.30562
133 | 0.03416 | 0.46687 | 0.04279 | 0.05539 | 0.067464 | 0.266 | 0.05852 | 0.0665 | 0.1363 | 0.6117 | 0.14455 | 0.1594 | 0.1396 | 0.9774 | 0.13853 | 0.1361 | 0.28281 | 0.25566 | 0.43687 | 0.26951 | 0.37 | 0.60293 | 0.55823 | 0.52978 | 0.38016 | 0.40565 | 0.61346 | 0.32973 | 0.49432 | 0.24993 | 0.32234 | 0.25787 | 0.43705 | 0.35485 | 0.26785 | 0.46162 | 0.66112 | 0.57781 | 0.80391 | 0.33158 | 0.31366 | 0.44592 | 0.37979 | 0.37683 | 0.80003 | 0.45386 | 0.52221 | 0.25362 | 0.22887 | 0.39586 | 0.23885 | 0.32456 | 0.5392 | 0.48471 | 0.46384 | 0.33028 | 0.35633 | 0.53403 | 0.29075 | 0.43521 | 0.22444 | 0.2865 | 0.22776 | 0.38515 | 0.31292 | 0.24365 | 0.40861 | 0.5791 | 0.50503 | 0.69252 | 0.29278 | 0.27764 | 0.38533 | 0.33564 | 0.33897 | 0.68901 | 0.40103 | 0.45109 | 0.22296 | 0.20098 | 0.34488 | 0.21021 | 0.27856 | 0.46901 | 0.42006 | 0.40177 | 0.28909 | 0.31033 | 0.46217 | 0.25288 | 0.37739 | 0.19876 | 0.2551 | 0.19876 | 0.33453 | 0.27413 | 0.21779 | 0.35448 | 0.50115 | 0.43687 | 0.58963 | 0.25713 | 0.24346 | 0.33121 | 0.29685 | 0.30054 | 0.58723 | 0.34913 | 0.38736 | 0.18103 | 0.16311 | 0.27764 | 0.17142 | 0.2189 | 0.37609 | 0.33527 | 0.32086 | 0.23441 | 0.24919 | 0.36815 | 0.20301 | 0.30221 | 0.16311 | 0.21188 | 0.16108 | 0.2684 | 0.22167 | 0.18177 | 0.28392 | 0.40048 | 0.34913 | 0.46107 | 0.20948 | 0.19747 | 0.26286 | 0.24402 | 0.24771 | 0.45885 | 0.28078 | 0.30793
134 | 0.03468 | 0.47046 | 0.04342 | 0.05622 | 0.067971 | 0.268 | 0.05896 | 0.067 | 0.1374 | 0.6166 | 0.1459 | 0.1612 | 0.1408 | 0.9852 | 0.13994 | 0.1378 | 0.28494 | 0.25758 | 0.44015 | 0.27154 | 0.37278 | 0.60747 | 0.56243 | 0.53377 | 0.38302 | 0.4087 | 0.61808 | 0.33221 | 0.49803 | 0.25181 | 0.32476 | 0.25981 | 0.44034 | 0.35752 | 0.26986 | 0.46509 | 0.66609 | 0.58216 | 0.80996 | 0.33407 | 0.31602 | 0.44927 | 0.38264 | 0.37967 | 0.80605 | 0.45728 | 0.52614 | 0.25553 | 0.23059 | 0.39884 | 0.24064 | 0.327 | 0.54326 | 0.48836 | 0.46733 | 0.33277 | 0.35901 | 0.53805 | 0.29294 | 0.43848 | 0.22613 | 0.28866 | 0.22948 | 0.38804 | 0.31527 | 0.24548 | 0.41168 | 0.58346 | 0.50883 | 0.69773 | 0.29499 | 0.27973 | 0.38823 | 0.33816 | 0.34151 | 0.69419 | 0.40405 | 0.45448 | 0.22464 | 0.20249 | 0.34747 | 0.21179 | 0.28066 | 0.47254 | 0.42322 | 0.40479 | 0.29126 | 0.31267 | 0.46565 | 0.25479 | 0.38023 | 0.20026 | 0.25702 | 0.20026 | 0.33705 | 0.27619 | 0.21942 | 0.35715 | 0.50492 | 0.44015 | 0.59407 | 0.25907 | 0.24529 | 0.3337 | 0.29908 | 0.3028 | 0.59165 | 0.35175 | 0.39027 | 0.18239 | 0.16434 | 0.27972 | 0.17271 | 0.22054 | 0.37892 | 0.33779 | 0.32327 | 0.23618 | 0.25106 | 0.37092 | 0.20454 | 0.30448 | 0.16434 | 0.21347 | 0.16229 | 0.27042 | 0.22333 | 0.18313 | 0.28605 | 0.40349 | 0.35175 | 0.46453 | 0.21105 | 0.19895 | 0.26484 | 0.24585 | 0.24958 | 0.4623 | 0.28289 | 0.31025
135 | 0.0352 | 0.47406 | 0.04405 | 0.05705 | 0.068478 | 0.27 | 0.0594 | 0.0675 | 0.1385 | 0.6215 | 0.14725 | 0.163 | 0.142 | 0.993 | 0.14135 | 0.1395 | 0.28706 | 0.2595 | 0.44344 | 0.27356 | 0.37556 | 0.612 | 0.56663 | 0.53775 | 0.38588 | 0.41175 | 0.62269 | 0.33469 | 0.50175 | 0.25369 | 0.32719 | 0.26175 | 0.44362 | 0.36019 | 0.27188 | 0.46856 | 0.67106 | 0.5865 | 0.816 | 0.33656 | 0.31838 | 0.45263 | 0.3855 | 0.3825 | 0.81206 | 0.46069 | 0.53006 | 0.25744 | 0.23231 | 0.40181 | 0.24244 | 0.32944 | 0.54731 | 0.492 | 0.47081 | 0.33525 | 0.36169 | 0.54206 | 0.29513 | 0.44175 | 0.22781 | 0.29081 | 0.23119 | 0.39094 | 0.31763 | 0.24731 | 0.41475 | 0.58781 | 0.51262 | 0.70294 | 0.29719 | 0.28181 | 0.39112 | 0.34069 | 0.34406 | 0.69938 | 0.40706 | 0.45787 | 0.22631 | 0.204 | 0.35006 | 0.21338 | 0.28275 | 0.47606 | 0.42637 | 0.40781 | 0.29344 | 0.315 | 0.46912 | 0.25669 | 0.38306 | 0.20175 | 0.25894 | 0.20175 | 0.33956 | 0.27825 | 0.22106 | 0.35981 | 0.50869 | 0.44344 | 0.5985 | 0.261 | 0.24712 | 0.33619 | 0.30131 | 0.30506 | 0.59606 | 0.35438 | 0.39319 | 0.18375 | 0.16556 | 0.28181 | 0.174 | 0.22219 | 0.38175 | 0.34031 | 0.32569 | 0.23794 | 0.25294 | 0.37369 | 0.20606 | 0.30675 | 0.16556 | 0.21506 | 0.1635 | 0.27244 | 0.225 | 0.1845 | 0.28819 | 0.4065 | 0.35438 | 0.468 | 0.21263 | 0.20044 | 0.26681 | 0.24769 | 0.25144 | 0.46575 | 0.285 | 0.31256
136 | 0.03572 | 0.47766 | 0.04468 | 0.05788 | 0.068986 | 0.272 | 0.05984 | 0.068 | 0.1396 | 0.6264 | 0.1486 | 0.1648 | 0.1432 | 1.0008 | 0.14276 | 0.1412 | 0.28919 | 0.26142 | 0.44672 | 0.27559 | 0.37834 | 0.61653 | 0.57082 | 0.54173 | 0.38873 | 0.4148 | 0.6273 | 0.33717 | 0.50547 | 0.25557 | 0.32961 | 0.26369 | 0.44691 | 0.36286 | 0.27389 | 0.47203 | 0.67603 | 0.59085 | 0.82204 | 0.33906 | 0.32073 | 0.45598 | 0.38836 | 0.38533 | 0.81808 | 0.4641 | 0.53399 | 0.25934 | 0.23403 | 0.40479 | 0.24423 | 0.33188 | 0.55137 | 0.49564 | 0.4743 | 0.33773 | 0.36437 | 0.54608 | 0.29731 | 0.44502 | 0.2295 | 0.29297 | 0.2329 | 0.39383 | 0.31998 | 0.24914 | 0.41782 | 0.59217 | 0.51642 | 0.70814 | 0.29939 | 0.2839 | 0.39402 | 0.34321 | 0.34661 | 0.70456 | 0.41008 | 0.46127 | 0.22799 | 0.20551 | 0.35266 | 0.21496 | 0.28484 | 0.47959 | 0.42953 | 0.41083 | 0.29561 | 0.31733 | 0.4726 | 0.25859 | 0.3859 | 0.20324 | 0.26086 | 0.20324 | 0.34208 | 0.28031 | 0.2227 | 0.36248 | 0.51246 | 0.44672 | 0.60293 | 0.26293 | 0.24896 | 0.33868 | 0.30354 | 0.30732 | 0.60048 | 0.357 | 0.3961 | 0.18511 | 0.16679 | 0.2839 | 0.17529 | 0.22383 | 0.38458 | 0.34283 | 0.3281 | 0.2397 | 0.25481 | 0.37646 | 0.20759 | 0.30902 | 0.16679 | 0.21666 | 0.16471 | 0.27446 | 0.22667 | 0.18587 | 0.29032 | 0.40951 | 0.357 | 0.47147 | 0.2142 | 0.20192 | 0.26879 | 0.24952 | 0.2533 | 0.4692 | 0.28711 | 0.31488
137 | 0.03624 | 0.48126 | 0.04531 | 0.05871 | 0.069493 | 0.274 | 0.06028 | 0.0685 | 0.1407 | 0.6313 | 0.14995 | 0.1666 | 0.1444 | 1.0086 | 0.14417 | 0.1429 | 0.29132 | 0.26334 | 0.45001 | 0.27762 | 0.38113 | 0.62107 | 0.57502 | 0.54572 | 0.39159 | 0.41785 | 0.63191 | 0.33965 | 0.50918 | 0.25745 | 0.33203 | 0.26563 | 0.4502 | 0.36552 | 0.2759 | 0.4755 | 0.681 | 0.59519 | 0.82809 | 0.34155 | 0.32309 | 0.45933 | 0.39121 | 0.38817 | 0.82409 | 0.46751 | 0.53792 | 0.26125 | 0.23575 | 0.40777 | 0.24603 | 0.33432 | 0.55542 | 0.49929 | 0.47779 | 0.34022 | 0.36705 | 0.55009 | 0.2995 | 0.44829 | 0.23119 | 0.29512 | 0.23461 | 0.39673 | 0.32233 | 0.25098 | 0.42089 | 0.59652 | 0.52022 | 0.71335 | 0.30159 | 0.28599 | 0.39692 | 0.34573 | 0.34916 | 0.70974 | 0.41309 | 0.46466 | 0.22967 | 0.20702 | 0.35525 | 0.21654 | 0.28694 | 0.48312 | 0.43269 | 0.41385 | 0.29778 | 0.31967 | 0.47607 | 0.26049 | 0.38874 | 0.20474 | 0.26277 | 0.20474 | 0.34459 | 0.28237 | 0.22434 | 0.36514 | 0.51622 | 0.45001 | 0.60737 | 0.26487 | 0.25079 | 0.34117 | 0.30578 | 0.30958 | 0.60489 | 0.35963 | 0.39901 | 0.18647 | 0.16802 | 0.28599 | 0.17658 | 0.22548 | 0.38741 | 0.34535 | 0.33051 | 0.24146 | 0.25668 | 0.37922 | 0.20912 | 0.31129 | 0.16802 | 0.21825 | 0.16592 | 0.27647 | 0.22833 | 0.18723 | 0.29246 | 0.41252 | 0.35963 | 0.47493 | 0.21578 | 0.20341 | 0.27077 | 0.25136 | 0.25516 | 0.47265 | 0.28922 | 0.31719
138 | 0.03676 | 0.48486 | 0.04594 | 0.05954 | 0.07 | 0.276 | 0.06072 | 0.069 | 0.1418 | 0.6362 | 0.1513 | 0.1684 | 0.1456 | 1.0164 | 0.14558 | 0.1446 | 0.29344 | 0.26527 | 0.45329 | 0.27964 | 0.38391 | 0.6256 | 0.57922 | 0.5497 | 0.39445 | 0.4209 | 0.63653 | 0.34213 | 0.5129 | 0.25932 | 0.33446 | 0.26757 | 0.45348 | 0.36819 | 0.27792 | 0.47897 | 0.68597 | 0.59953 | 0.83413 | 0.34404 | 0.32545 | 0.46268 | 0.39407 | 0.391 | 0.83011 | 0.47093 | 0.54184 | 0.26316 | 0.23747 | 0.41074 | 0.24783 | 0.33676 | 0.55947 | 0.50293 | 0.48128 | 0.3427 | 0.36973 | 0.55411 | 0.30168 | 0.45157 | 0.23288 | 0.29727 | 0.23633 | 0.39962 | 0.32468 | 0.25281 | 0.42397 | 0.60087 | 0.52402 | 0.71856 | 0.30379 | 0.28808 | 0.39982 | 0.34826 | 0.35171 | 0.71492 | 0.41611 | 0.46805 | 0.23134 | 0.20853 | 0.35784 | 0.21812 | 0.28903 | 0.48664 | 0.43585 | 0.41688 | 0.29996 | 0.322 | 0.47955 | 0.26239 | 0.39158 | 0.20623 | 0.26469 | 0.20623 | 0.34711 | 0.28443 | 0.22597 | 0.36781 | 0.51999 | 0.45329 | 0.6118 | 0.2668 | 0.25262 | 0.34366 | 0.30801 | 0.31184 | 0.60931 | 0.36225 | 0.40192 | 0.18783 | 0.16924 | 0.28807 | 0.17787 | 0.22712 | 0.39023 | 0.34787 | 0.33292 | 0.24323 | 0.25856 | 0.38199 | 0.21064 | 0.31357 | 0.16924 | 0.21984 | 0.16713 | 0.27849 | 0.23 | 0.1886 | 0.29459 | 0.41553 | 0.36225 | 0.4784 | 0.21735 | 0.20489 | 0.27274 | 0.25319 | 0.25703 | 0.4761 | 0.29133 | 0.31951
139 | 0.03728 | 0.48845 | 0.04657 | 0.06037 | 0.070507 | 0.278 | 0.06116 | 0.0695 | 0.1429 | 0.6411 | 0.15265 | 0.1702 | 0.1468 | 1.0242 | 0.14699 | 0.1463 | 0.29557 | 0.26719 | 0.45658 | 0.28167 | 0.38669 | 0.63013 | 0.58341 | 0.55368 | 0.39731 | 0.42395 | 0.64114 | 0.3446 | 0.51662 | 0.2612 | 0.33688 | 0.26951 | 0.45677 | 0.37086 | 0.27993 | 0.48245 | 0.69095 | 0.60388 | 0.84018 | 0.34653 | 0.32781 | 0.46604 | 0.39692 | 0.39383 | 0.83612 | 0.47434 | 0.54577 | 0.26507 | 0.2392 | 0.41372 | 0.24962 | 0.3392 | 0.56353 | 0.50658 | 0.48476 | 0.34518 | 0.3724 | 0.55812 | 0.30387 | 0.45484 | 0.23456 | 0.29943 | 0.23804 | 0.40252 | 0.32704 | 0.25464 | 0.42704 | 0.60523 | 0.52781 | 0.72377 | 0.30599 | 0.29016 | 0.40271 | 0.35078 | 0.35426 | 0.7201 | 0.41912 | 0.47144 | 0.23302 | 0.21004 | 0.36043 | 0.2197 | 0.29113 | 0.49017 | 0.43901 | 0.4199 | 0.30213 | 0.32433 | 0.48302 | 0.26429 | 0.39441 | 0.20773 | 0.26661 | 0.20773 | 0.34962 | 0.28649 | 0.22761 | 0.37047 | 0.52376 | 0.45658 | 0.61623 | 0.26873 | 0.25445 | 0.34615 | 0.31024 | 0.3141 | 0.61372 | 0.36488 | 0.40484 | 0.18919 | 0.17047 | 0.29016 | 0.17916 | 0.22877 | 0.39306 | 0.3504 | 0.33534 | 0.24499 | 0.26043 | 0.38476 | 0.21217 | 0.31584 | 0.17047 | 0.22143 | 0.16834 | 0.28051 | 0.23167 | 0.18997 | 0.29673 | 0.41854 | 0.36488 | 0.48187 | 0.21893 | 0.20638 | 0.27472 | 0.25503 | 0.25889 | 0.47955 | 0.29344 | 0.32182
140 | 0.0378 | 0.49205 | 0.0472 | 0.0612 | 0.071014 | 0.28 | 0.0616 | 0.07 | 0.144 | 0.646 | 0.154 | 0.172 | 0.148 | 1.032 | 0.1484 | 0.148 | 0.29769 | 0.26911 | 0.45986 | 0.28369 | 0.38947 | 0.63467 | 0.58761 | 0.55767 | 0.40017 | 0.427 | 0.64575 | 0.34708 | 0.52033 | 0.26308 | 0.33931 | 0.27144 | 0.46006 | 0.37353 | 0.28194 | 0.48592 | 0.69592 | 0.60822 | 0.84622 | 0.34903 | 0.33017 | 0.46939 | 0.39978 | 0.39667 | 0.84214 | 0.47775 | 0.5497 | 0.26697 | 0.24092 | 0.41669 | 0.25142 | 0.34164 | 0.56758 | 0.51022 | 0.48825 | 0.34767 | 0.37508 | 0.56214 | 0.30606 | 0.45811 | 0.23625 | 0.30158 | 0.23975 | 0.40542 | 0.32939 | 0.25647 | 0.43011 | 0.60958 | 0.53161 | 0.72897 | 0.30819 | 0.29225 | 0.40561 | 0.35331 | 0.35681 | 0.72528 | 0.42214 | 0.47483 | 0.23469 | 0.21156 | 0.36303 | 0.22128 | 0.29322 | 0.49369 | 0.44217 | 0.42292 | 0.30431 | 0.32667 | 0.4865 | 0.26619 | 0.39725 | 0.20922 | 0.26853 | 0.20922 | 0.35214 | 0.28856 | 0.22925 | 0.37314 | 0.52753 | 0.45986 | 0.62067 | 0.27067 | 0.25628 | 0.34864 | 0.31247 | 0.31636 | 0.61814 | 0.3675 | 0.40775 | 0.19056 | 0.17169 | 0.29225 | 0.18044 | 0.23042 | 0.39589 | 0.35292 | 0.33775 | 0.24675 | 0.26231 | 0.38753 | 0.21369 | 0.31811 | 0.17169 | 0.22303 | 0.16956 | 0.28253 | 0.23333 | 0.19133 | 0.29886 | 0.42156 | 0.3675 | 0.48533 | 0.2205 | 0.20786 | 0.27669 | 0.25686 | 0.26075 | 0.483 | 0.29556 | 0.32414
141 | 0.03832 | 0.49565 | 0.04783 | 0.06203 | 0.071522 | 0.282 | 0.06204 | 0.0705 | 0.1451 | 0.6509 | 0.15535 | 0.1738 | 0.1492 | 1.0398 | 0.14981 | 0.1497 | 0.29982 | 0.27103 | 0.46315 | 0.28572 | 0.39225 | 0.6392 | 0.59181 | 0.56165 | 0.40303 | 0.43005 | 0.65036 | 0.34956 | 0.52405 | 0.26496 | 0.34173 | 0.27338 | 0.46334 | 0.3762 | 0.28396 | 0.48939 | 0.70089 | 0.61257 | 0.85227 | 0.35152 | 0.33253 | 0.47274 | 0.40263 | 0.3995 | 0.84815 | 0.48116 | 0.55362 | 0.26888 | 0.24264 | 0.41967 | 0.25321 | 0.34408 | 0.57164 | 0.51387 | 0.49174 | 0.35015 | 0.37776 | 0.56615 | 0.30824 | 0.46138 | 0.23794 | 0.30374 | 0.24146 | 0.40831 | 0.33174 | 0.2583 | 0.43318 | 0.61394 | 0.53541 | 0.73418 | 0.3104 | 0.29434 | 0.40851 | 0.35583 | 0.35935 | 0.73046 | 0.42515 | 0.47822 | 0.23637 | 0.21307 | 0.36562 | 0.22286 | 0.29532 | 0.49722 | 0.44532 | 0.42594 | 0.30648 | 0.329 | 0.48997 | 0.2681 | 0.40009 | 0.21072 | 0.27045 | 0.21072 | 0.35465 | 0.29062 | 0.23089 | 0.3758 | 0.5313 | 0.46315 | 0.6251 | 0.2726 | 0.25811 | 0.35113 | 0.3147 | 0.31862 | 0.62255 | 0.37013 | 0.41066 | 0.19192 | 0.17292 | 0.29434 | 0.18173 | 0.23206 | 0.39872 | 0.35544 | 0.34016 | 0.24851 | 0.26418 | 0.3903 | 0.21522 | 0.32038 | 0.17292 | 0.22462 | 0.17077 | 0.28455 | 0.235 | 0.1927 | 0.301 | 0.42457 | 0.37013 | 0.4888 | 0.22208 | 0.20935 | 0.27867 | 0.2587 | 0.26261 | 0.48645 | 0.29767 | 0.32645
142 | 0.03884 | 0.49925 | 0.04846 | 0.06286 | 0.072029 | 0.284 | 0.06248 | 0.071 | 0.1462 | 0.6558 | 0.1567 | 0.1756 | 0.1504 | 1.0476 | 0.15122 | 0.1514 | 0.30195 | 0.27296 | 0.46643 | 0.28775 | 0.39504 | 0.64373 | 0.59601 | 0.56563 | 0.40588 | 0.4331 | 0.65498 | 0.35204 | 0.52777 | 0.26684 | 0.34415 | 0.27532 | 0.46663 | 0.37886 | 0.28597 | 0.49286 | 0.70586 | 0.61691 | 0.85831 | 0.35401 | 0.33488 | 0.47609 | 0.40549 | 0.40233 | 0.85417 | 0.48458 | 0.55755 | 0.27079 | 0.24436 | 0.42265 | 0.25501 | 0.34652 | 0.57569 | 0.51751 | 0.49523 | 0.35263 | 0.38044 | 0.57017 | 0.31043 | 0.46466 | 0.23963 | 0.30589 | 0.24318 | 0.41121 | 0.33409 | 0.26014 | 0.43626 | 0.61829 | 0.53921 | 0.73939 | 0.3126 | 0.29643 | 0.41141 | 0.35835 | 0.3619 | 0.73564 | 0.42817 | 0.48162 | 0.23805 | 0.21458 | 0.36821 | 0.22444 | 0.29741 | 0.50075 | 0.44848 | 0.42896 | 0.30865 | 0.33133 | 0.49345 | 0.27 | 0.40293 | 0.21221 | 0.27236 | 0.21221 | 0.35717 | 0.29268 | 0.23252 | 0.37847 | 0.53506 | 0.46643 | 0.62953 | 0.27453 | 0.25994 | 0.35362 | 0.31694 | 0.32088 | 0.62697 | 0.37275 | 0.41357 | 0.19328 | 0.17415 | 0.29642 | 0.18302 | 0.23371 | 0.40154 | 0.35796 | 0.34257 | 0.25028 | 0.26605 | 0.39306 | 0.21675 | 0.32266 | 0.17415 | 0.22621 | 0.17198 | 0.28656 | 0.23667 | 0.19407 | 0.30313 | 0.42758 | 0.37275 | 0.49227 | 0.22365 | 0.21083 | 0.28065 | 0.26053 | 0.26448 | 0.4899 | 0.29978 | 0.32877
143 | 0.03936 | 0.50285 | 0.04909 | 0.06369 | 0.072536 | 0.286 | 0.06292 | 0.0715 | 0.1473 | 0.6607 | 0.15805 | 0.1774 | 0.1516 | 1.0554 | 0.15263 | 0.1531 | 0.30407 | 0.27488 | 0.46972 | 0.28977 | 0.39782 | 0.64827 | 0.6002 | 0.56962 | 0.40874 | 0.43615 | 0.65959 | 0.35452 | 0.53148 | 0.26872 | 0.34658 | 0.27726 | 0.46991 | 0.38153 | 0.28799 | 0.49633 | 0.71083 | 0.62126 | 0.86436 | 0.35651 | 0.33724 | 0.47945 | 0.40834 | 0.40517 | 0.86018 | 0.48799 | 0.56147 | 0.27269 | 0.24608 | 0.42562 | 0.2568 | 0.34896 | 0.57975 | 0.52116 | 0.49871 | 0.35512 | 0.38312 | 0.57418 | 0.31261 | 0.46793 | 0.24131 | 0.30805 | 0.24489 | 0.4141 | 0.33645 | 0.26197 | 0.43933 | 0.62265 | 0.543 | 0.74459 | 0.3148 | 0.29851 | 0.4143 | 0.36088 | 0.36445 | 0.74082 | 0.43118 | 0.48501 | 0.23972 | 0.21609 | 0.37081 | 0.22602 | 0.29951 | 0.50427 | 0.45164 | 0.43198 | 0.31083 | 0.33367 | 0.49692 | 0.2719 | 0.40576 | 0.21371 | 0.27428 | 0.21371 | 0.35968 | 0.29474 | 0.23416 | 0.38113 | 0.53883 | 0.46972 | 0.63397 | 0.27647 | 0.26177 | 0.35611 | 0.31917 | 0.32314 | 0.63139 | 0.37538 | 0.41649 | 0.19464 | 0.17537 | 0.29851 | 0.18431 | 0.23535 | 0.40437 | 0.36048 | 0.34499 | 0.25204 | 0.26793 | 0.39583 | 0.21827 | 0.32493 | 0.17537 | 0.22781 | 0.17319 | 0.28858 | 0.23833 | 0.19543 | 0.30527 | 0.43059 | 0.37538 | 0.49573 | 0.22523 | 0.21232 | 0.28262 | 0.26237 | 0.26634 | 0.49335 | 0.30189 | 0.33108
144 | 0.03988 | 0.50644 | 0.04972 | 0.06452 | 0.073043 | 0.288 | 0.06336 | 0.072 | 0.1484 | 0.6656 | 0.1594 | 0.1792 | 0.1528 | 1.0632 | 0.15404 | 0.1548 | 0.3062 | 0.2768 | 0.473 | 0.2918 | 0.4006 | 0.6528 | 0.6044 | 0.5736 | 0.4116 | 0.4392 | 0.6642 | 0.357 | 0.5352 | 0.2706 | 0.349 | 0.2792 | 0.4732 | 0.3842 | 0.29 | 0.4998 | 0.7158 | 0.6256 | 0.8704 | 0.359 | 0.3396 | 0.4828 | 0.4112 | 0.408 | 0.8662 | 0.4914 | 0.5654 | 0.2746 | 0.2478 | 0.4286 | 0.2586 | 0.3514 | 0.5838 | 0.5248 | 0.5022 | 0.3576 | 0.3858 | 0.5782 | 0.3148 | 0.4712 | 0.243 | 0.3102 | 0.2466 | 0.417 | 0.3388 | 0.2638 | 0.4424 | 0.627 | 0.5468 | 0.7498 | 0.317 | 0.3006 | 0.4172 | 0.3634 | 0.367 | 0.746 | 0.4342 | 0.4884 | 0.2414 | 0.2176 | 0.3734 | 0.2276 | 0.3016 | 0.5078 | 0.4548 | 0.435 | 0.313 | 0.336 | 0.5004 | 0.2738 | 0.4086 | 0.2152 | 0.2762 | 0.2152 | 0.3622 | 0.2968 | 0.2358 | 0.3838 | 0.5426 | 0.473 | 0.6384 | 0.2784 | 0.2636 | 0.3586 | 0.3214 | 0.3254 | 0.6358 | 0.378 | 0.4194 | 0.196 | 0.1766 | 0.3006 | 0.1856 | 0.237 | 0.4072 | 0.363 | 0.3474 | 0.2538 | 0.2698 | 0.3986 | 0.2198 | 0.3272 | 0.1766 | 0.2294 | 0.1744 | 0.2906 | 0.24 | 0.1968 | 0.3074 | 0.4336 | 0.378 | 0.4992 | 0.2268 | 0.2138 | 0.2846 | 0.2642 | 0.2682 | 0.4968 | 0.304 | 0.3334
145 | 0.0404 | 0.51004 | 0.05035 | 0.06535 | 0.073551 | 0.29 | 0.0638 | 0.0725 | 0.1495 | 0.6705 | 0.16075 | 0.181 | 0.154 | 1.071 | 0.15545 | 0.1565 | 0.30833 | 0.27872 | 0.47629 | 0.29383 | 0.40338 | 0.65733 | 0.6086 | 0.57758 | 0.41446 | 0.44225 | 0.66881 | 0.35948 | 0.53892 | 0.27248 | 0.35142 | 0.28114 | 0.47649 | 0.38687 | 0.29201 | 0.50327 | 0.72077 | 0.62995 | 0.87644 | 0.36149 | 0.34196 | 0.48615 | 0.41406 | 0.41083 | 0.87222 | 0.49481 | 0.56933 | 0.27651 | 0.24952 | 0.43158 | 0.2604 | 0.35384 | 0.58785 | 0.52844 | 0.50569 | 0.36008 | 0.38848 | 0.58222 | 0.31699 | 0.47447 | 0.24469 | 0.31235 | 0.24831 | 0.4199 | 0.34115 | 0.26563 | 0.44547 | 0.63135 | 0.5506 | 0.75501 | 0.3192 | 0.30269 | 0.4201 | 0.36592 | 0.36955 | 0.75118 | 0.43722 | 0.49179 | 0.24308 | 0.21911 | 0.37599 | 0.22918 | 0.30369 | 0.51133 | 0.45796 | 0.43802 | 0.31517 | 0.33833 | 0.50387 | 0.2757 | 0.41144 | 0.21669 | 0.27812 | 0.21669 | 0.36472 | 0.29886 | 0.23744 | 0.38647 | 0.54637 | 0.47629 | 0.64283 | 0.28033 | 0.26543 | 0.36109 | 0.32363 | 0.32766 | 0.64022 | 0.38063 | 0.42231 | 0.19736 | 0.17783 | 0.30269 | 0.18689 | 0.23865 | 0.41003 | 0.36552 | 0.34981 | 0.25556 | 0.27167 | 0.40137 | 0.22133 | 0.32947 | 0.17783 | 0.23099 | 0.17561 | 0.29262 | 0.24167 | 0.19817 | 0.30953 | 0.43661 | 0.38063 | 0.50267 | 0.22838 | 0.21528 | 0.28658 | 0.26603 | 0.27006 | 0.50025 | 0.30611 | 0.33572
146 | 0.04092 | 0.51364 | 0.05098 | 0.06618 | 0.074058 | 0.292 | 0.06424 | 0.073 | 0.1506 | 0.6754 | 0.1621 | 0.1828 | 0.1552 | 1.0788 | 0.15686 | 0.1582 | 0.31045 | 0.28064 | 0.47957 | 0.29585 | 0.40616 | 0.66187 | 0.61279 | 0.58157 | 0.41732 | 0.4453 | 0.67343 | 0.36196 | 0.54263 | 0.27436 | 0.35385 | 0.28308 | 0.47977 | 0.38954 | 0.29403 | 0.50674 | 0.72574 | 0.63429 | 0.88249 | 0.36399 | 0.34432 | 0.48951 | 0.41691 | 0.41367 | 0.87823 | 0.49823 | 0.57325 | 0.27841 | 0.25124 | 0.43455 | 0.26219 | 0.35628 | 0.59191 | 0.53209 | 0.50918 | 0.36257 | 0.39116 | 0.58623 | 0.31917 | 0.47774 | 0.24638 | 0.31451 | 0.25003 | 0.42279 | 0.34351 | 0.26746 | 0.44854 | 0.63571 | 0.55439 | 0.76021 | 0.3214 | 0.30478 | 0.42299 | 0.36845 | 0.3721 | 0.75636 | 0.44023 | 0.49518 | 0.24475 | 0.22062 | 0.37859 | 0.23076 | 0.30579 | 0.51485 | 0.46112 | 0.44104 | 0.31735 | 0.34067 | 0.50735 | 0.2776 | 0.41428 | 0.21819 | 0.28004 | 0.21819 | 0.36723 | 0.30092 | 0.23907 | 0.38913 | 0.55014 | 0.47957 | 0.64727 | 0.28227 | 0.26726 | 0.36358 | 0.32586 | 0.32992 | 0.64463 | 0.38325 | 0.42522 | 0.19872 | 0.17905 | 0.30477 | 0.18818 | 0.24029 | 0.41286 | 0.36804 | 0.35222 | 0.25733 | 0.27355 | 0.40414 | 0.22285 | 0.33174 | 0.17905 | 0.23259 | 0.17682 | 0.29464 | 0.24333 | 0.19953 | 0.31167 | 0.43962 | 0.38325 | 0.50613 | 0.22995 | 0.21677 | 0.28855 | 0.26787 | 0.27193 | 0.5037 | 0.30822 | 0.33803
147 | 0.04144 | 0.51724 | 0.05161 | 0.06701 | 0.074565 | 0.294 | 0.06468 | 0.0735 | 0.1517 | 0.6803 | 0.16345 | 0.1846 | 0.1564 | 1.0866 | 0.15827 | 0.1599 | 0.31258 | 0.28257 | 0.48285 | 0.29788 | 0.40895 | 0.6664 | 0.61699 | 0.58555 | 0.42018 | 0.44835 | 0.67804 | 0.36444 | 0.54635 | 0.27624 | 0.35627 | 0.28502 | 0.48306 | 0.3922 | 0.29604 | 0.51021 | 0.73071 | 0.63863 | 0.88853 | 0.36648 | 0.34668 | 0.49286 | 0.41977 | 0.4165 | 0.88425 | 0.50164 | 0.57718 | 0.28032 | 0.25296 | 0.43753 | 0.26399 | 0.35872 | 0.59596 | 0.53573 | 0.51266 | 0.36505 | 0.39384 | 0.59025 | 0.32136 | 0.48102 | 0.24806 | 0.31666 | 0.25174 | 0.42569 | 0.34586 | 0.2693 | 0.45162 | 0.64006 | 0.55819 | 0.76542 | 0.3236 | 0.30686 | 0.42589 | 0.37097 | 0.37465 | 0.76154 | 0.44325 | 0.49857 | 0.24643 | 0.22213 | 0.38118 | 0.23234 | 0.30788 | 0.51838 | 0.46427 | 0.44406 | 0.31952 | 0.343 | 0.51082 | 0.2795 | 0.41711 | 0.21968 | 0.28195 | 0.21968 | 0.36975 | 0.30298 | 0.24071 | 0.3918 | 0.5539 | 0.48285 | 0.6517 | 0.2842 | 0.26909 | 0.36607 | 0.3281 | 0.33218 | 0.64905 | 0.38588 | 0.42814 | 0.20008 | 0.18028 | 0.30686 | 0.18947 | 0.24194 | 0.41568 | 0.37056 | 0.35464 | 0.25909 | 0.27542 | 0.4069 | 0.22438 | 0.33402 | 0.18028 | 0.23418 | 0.17803 | 0.29665 | 0.245 | 0.2009 | 0.3138 | 0.44263 | 0.38588 | 0.5096 | 0.23153 | 0.21825 | 0.29053 | 0.2697 | 0.27379 | 0.50715 | 0.31033 | 0.34035
148 | 0.04196 | 0.52084 | 0.05224 | 0.06784 | 0.075072 | 0.296 | 0.06512 | 0.074 | 0.1528 | 0.6852 | 0.1648 | 0.1864 | 0.1576 | 1.0944 | 0.15968 | 0.1616 | 0.31471 | 0.28449 | 0.48614 | 0.29991 | 0.41173 | 0.67093 | 0.62119 | 0.58953 | 0.42303 | 0.4514 | 0.68265 | 0.36692 | 0.55007 | 0.27812 | 0.35869 | 0.28696 | 0.48634 | 0.39487 | 0.29806 | 0.51368 | 0.73568 | 0.64298 | 0.89458 | 0.36897 | 0.34903 | 0.49621 | 0.42262 | 0.41933 | 0.89026 | 0.50505 | 0.58111 | 0.28223 | 0.25468 | 0.44051 | 0.26578 | 0.36116 | 0.60002 | 0.53938 | 0.51615 | 0.36753 | 0.39652 | 0.59426 | 0.32354 | 0.48429 | 0.24975 | 0.31882 | 0.25345 | 0.42858 | 0.34821 | 0.27113 | 0.45469 | 0.64442 | 0.56199 | 0.77063 | 0.32581 | 0.30895 | 0.42879 | 0.37349 | 0.37719 | 0.76672 | 0.44626 | 0.50197 | 0.24811 | 0.22364 | 0.38377 | 0.23392 | 0.30998 | 0.52191 | 0.46743 | 0.44708 | 0.32169 | 0.34533 | 0.5143 | 0.28141 | 0.41995 | 0.22118 | 0.28387 | 0.22118 | 0.37226 | 0.30504 | 0.24235 | 0.39446 | 0.55767 | 0.48614 | 0.65613 | 0.28613 | 0.27092 | 0.36856 | 0.33033 | 0.33444 | 0.65346 | 0.3885 | 0.43105 | 0.20144 | 0.18151 | 0.30895 | 0.19076 | 0.24358 | 0.41851 | 0.37308 | 0.35705 | 0.26085 | 0.27729 | 0.40967 | 0.22591 | 0.33629 | 0.18151 | 0.23577 | 0.17924 | 0.29867 | 0.24667 | 0.20227 | 0.31594 | 0.44564 | 0.3885 | 0.51307 | 0.2331 | 0.21974 | 0.29251 | 0.27154 | 0.27565 | 0.5106 | 0.31244 | 0.34266
149 | 0.04248 | 0.52443 | 0.05287 | 0.06867 | 0.07558 | 0.298 | 0.06556 | 0.0745 | 0.1539 | 0.6901 | 0.16615 | 0.1882 | 0.1588 | 1.1022 | 0.16109 | 0.1633 | 0.31683 | 0.28641 | 0.48942 | 0.30193 | 0.41451 | 0.67547 | 0.62539 | 0.59352 | 0.42589 | 0.45445 | 0.68726 | 0.3694 | 0.55378 | 0.28 | 0.36112 | 0.28889 | 0.48963 | 0.39754 | 0.30007 | 0.51715 | 0.74065 | 0.64732 | 0.90062 | 0.37147 | 0.35139 | 0.49956 | 0.42548 | 0.42217 | 0.89628 | 0.50846 | 0.58503 | 0.28413 | 0.2564 | 0.44348 | 0.26758 | 0.3636 | 0.60407 | 0.54302 | 0.51964 | 0.37002 | 0.3992 | 0.59828 | 0.32573 | 0.48756 | 0.25144 | 0.32097 | 0.25516 | 0.43148 | 0.35056 | 0.27296 | 0.45776 | 0.64877 | 0.56579 | 0.77584 | 0.32801 | 0.31104 | 0.43169 | 0.37602 | 0.37974 | 0.7719 | 0.44928 | 0.50536 | 0.24978 | 0.22516 | 0.38637 | 0.2355 | 0.31207 | 0.52543 | 0.47059 | 0.4501 | 0.32387 | 0.34767 | 0.51777 | 0.28331 | 0.42279 | 0.22267 | 0.28579 | 0.22267 | 0.37478 | 0.30711 | 0.24399 | 0.39713 | 0.56144 | 0.48942 | 0.66057 | 0.28807 | 0.27275 | 0.37105 | 0.33256 | 0.3367 | 0.65788 | 0.39113 | 0.43396 | 0.20281 | 0.18273 | 0.31104 | 0.19204 | 0.24523 | 0.42134 | 0.3756 | 0.35946 | 0.26261 | 0.27917 | 0.41244 | 0.22743 | 0.33856 | 0.18273 | 0.23737 | 0.18046 | 0.30069 | 0.24833 | 0.20363 | 0.31807 | 0.44866 | 0.39113 | 0.51653 | 0.23468 | 0.22122 | 0.29448 | 0.27337 | 0.27751 | 0.51405 | 0.31456 | 0.34498
150 | 0.043 | 0.52803 | 0.0535 | 0.0695 | 0.076087 | 0.3 | 0.066 | 0.075 | 0.155 | 0.695 | 0.1675 | 0.19 | 0.16 | 1.11 | 0.1625 | 0.165 | 0.31896 | 0.28833 | 0.49271 | 0.30396 | 0.41729 | 0.68 | 0.62958 | 0.5975 | 0.42875 | 0.4575 | 0.69188 | 0.37188 | 0.5575 | 0.28188 | 0.36354 | 0.29083 | 0.49292 | 0.40021 | 0.30208 | 0.52062 | 0.74562 | 0.65167 | 0.90667 | 0.37396 | 0.35375 | 0.50292 | 0.42833 | 0.425 | 0.90229 | 0.51188 | 0.58896 | 0.28604 | 0.25812 | 0.44646 | 0.26938 | 0.36604 | 0.60812 | 0.54667 | 0.52313 | 0.3725 | 0.40188 | 0.60229 | 0.32792 | 0.49083 | 0.25313 | 0.32312 | 0.25688 | 0.43437 | 0.35292 | 0.27479 | 0.46083 | 0.65312 | 0.56958 | 0.78104 | 0.33021 | 0.31313 | 0.43458 | 0.37854 | 0.38229 | 0.77708 | 0.45229 | 0.50875 | 0.25146 | 0.22667 | 0.38896 | 0.23708 | 0.31417 | 0.52896 | 0.47375 | 0.45313 | 0.32604 | 0.35 | 0.52125 | 0.28521 | 0.42563 | 0.22417 | 0.28771 | 0.22417 | 0.37729 | 0.30917 | 0.24562 | 0.39979 | 0.56521 | 0.49271 | 0.665 | 0.29 | 0.27458 | 0.37354 | 0.33479 | 0.33896 | 0.66229 | 0.39375 | 0.43687 | 0.20417 | 0.18396 | 0.31312 | 0.19333 | 0.24688 | 0.42417 | 0.37812 | 0.36187 | 0.26438 | 0.28104 | 0.41521 | 0.22896 | 0.34083 | 0.18396 | 0.23896 | 0.18167 | 0.30271 | 0.25 | 0.205 | 0.32021 | 0.45167 | 0.39375 | 0.52 | 0.23625 | 0.22271 | 0.29646 | 0.27521 | 0.27938 | 0.5175 | 0.31667 | 0.34729
151 | 0.04352 | 0.53163 | 0.05413 | 0.07033 | 0.076594 | 0.302 | 0.06644 | 0.0755 | 0.1561 | 0.6999 | 0.16885 | 0.1918 | 0.1612 | 1.1178 | 0.16391 | 0.1667 | 0.32108 | 0.29026 | 0.49599 | 0.30598 | 0.42007 | 0.68453 | 0.63378 | 0.60148 | 0.43161 | 0.46055 | 0.69649 | 0.37435 | 0.56122 | 0.28375 | 0.36597 | 0.29277 | 0.4962 | 0.40288 | 0.3041 | 0.5241 | 0.7506 | 0.65601 | 0.91271 | 0.37645 | 0.35611 | 0.50627 | 0.43119 | 0.42783 | 0.90831 | 0.51529 | 0.59289 | 0.28795 | 0.25985 | 0.44943 | 0.27117 | 0.36848 | 0.61218 | 0.55031 | 0.52661 | 0.37498 | 0.40455 | 0.60631 | 0.3301 | 0.49411 | 0.25481 | 0.32528 | 0.25859 | 0.43727 | 0.35527 | 0.27662 | 0.46391 | 0.65748 | 0.57338 | 0.78625 | 0.33241 | 0.31521 | 0.43748 | 0.38107 | 0.38484 | 0.78226 | 0.45531 | 0.51214 | 0.25313 | 0.22818 | 0.39155 | 0.23866 | 0.31626 | 0.53248 | 0.47691 | 0.45615 | 0.32822 | 0.35233 | 0.52472 | 0.28711 | 0.42846 | 0.22566 | 0.28963 | 0.22566 | 0.37981 | 0.31123 | 0.24726 | 0.40246 | 0.56898 | 0.49599 | 0.66943 | 0.29193 | 0.27641 | 0.37603 | 0.33702 | 0.34122 | 0.66671 | 0.39638 | 0.43979 | 0.20553 | 0.18518 | 0.31521 | 0.19462 | 0.24852 | 0.42699 | 0.38065 | 0.36429 | 0.26614 | 0.28292 | 0.41798 | 0.23048 | 0.34311 | 0.18518 | 0.24055 | 0.18288 | 0.30473 | 0.25167 | 0.20637 | 0.32234 | 0.45468 | 0.39638 | 0.52347 | 0.23783 | 0.22419 | 0.29843 | 0.27704 | 0.28124 | 0.52095 | 0.31878 | 0.34961
152 | 0.04404 | 0.53523 | 0.05476 | 0.07116 | 0.077101 | 0.304 | 0.06688 | 0.076 | 0.1572 | 0.7048 | 0.1702 | 0.1936 | 0.1624 | 1.1256 | 0.16532 | 0.1684 | 0.32321 | 0.29218 | 0.49928 | 0.30801 | 0.42286 | 0.68907 | 0.63798 | 0.60547 | 0.43447 | 0.4636 | 0.7011 | 0.37683 | 0.56493 | 0.28563 | 0.36839 | 0.29471 | 0.49949 | 0.40554 | 0.30611 | 0.52757 | 0.75557 | 0.66036 | 0.91876 | 0.37894 | 0.35847 | 0.50962 | 0.43404 | 0.43067 | 0.91432 | 0.5187 | 0.59681 | 0.28986 | 0.26157 | 0.45241 | 0.27297 | 0.37092 | 0.61623 | 0.55396 | 0.5301 | 0.37747 | 0.40723 | 0.61032 | 0.33229 | 0.49738 | 0.2565 | 0.32743 | 0.2603 | 0.44017 | 0.35762 | 0.27846 | 0.46698 | 0.66183 | 0.57718 | 0.79146 | 0.33461 | 0.3173 | 0.44038 | 0.38359 | 0.38739 | 0.78744 | 0.45832 | 0.51553 | 0.25481 | 0.22969 | 0.39414 | 0.24024 | 0.31836 | 0.53601 | 0.48007 | 0.45917 | 0.33039 | 0.35467 | 0.5282 | 0.28901 | 0.4313 | 0.22716 | 0.29154 | 0.22716 | 0.38232 | 0.31329 | 0.2489 | 0.40512 | 0.57274 | 0.49928 | 0.67387 | 0.29387 | 0.27824 | 0.37852 | 0.33926 | 0.34348 | 0.67112 | 0.399 | 0.4427 | 0.20689 | 0.18641 | 0.3173 | 0.19591 | 0.25017 | 0.42982 | 0.38317 | 0.3667 | 0.2679 | 0.28479 | 0.42074 | 0.23201 | 0.34538 | 0.18641 | 0.24214 | 0.18409 | 0.30674 | 0.25333 | 0.20773 | 0.32448 | 0.45769 | 0.399 | 0.52693 | 0.2394 | 0.22568 | 0.30041 | 0.27888 | 0.2831 | 0.5244 | 0.32089 | 0.35192
153 | 0.04456 | 0.53883 | 0.05539 | 0.07199 | 0.077609 | 0.306 | 0.06732 | 0.0765 | 0.1583 | 0.7097 | 0.17155 | 0.1954 | 0.1636 | 1.1334 | 0.16673 | 0.1701 | 0.32534 | 0.2941 | 0.50256 | 0.31004 | 0.42564 | 0.6936 | 0.64218 | 0.60945 | 0.43733 | 0.46665 | 0.70571 | 0.37931 | 0.56865 | 0.28751 | 0.37081 | 0.29665 | 0.50277 | 0.40821 | 0.30813 | 0.53104 | 0.76054 | 0.6647 | 0.9248 | 0.38144 | 0.36083 | 0.51298 | 0.4369 | 0.4335 | 0.92034 | 0.52211 | 0.60074 | 0.29176 | 0.26329 | 0.45539 | 0.27476 | 0.37336 | 0.62029 | 0.5576 | 0.53359 | 0.37995 | 0.40991 | 0.61434 | 0.33448 | 0.50065 | 0.25819 | 0.32959 | 0.26201 | 0.44306 | 0.35998 | 0.28029 | 0.47005 | 0.66619 | 0.58097 | 0.79666 | 0.33681 | 0.31939 | 0.44328 | 0.38611 | 0.38994 | 0.79263 | 0.46134 | 0.51892 | 0.25649 | 0.2312 | 0.39674 | 0.24183 | 0.32045 | 0.53954 | 0.48322 | 0.46219 | 0.33256 | 0.357 | 0.53167 | 0.29091 | 0.43414 | 0.22865 | 0.29346 | 0.22865 | 0.38484 | 0.31535 | 0.25054 | 0.40779 | 0.57651 | 0.50256 | 0.6783 | 0.2958 | 0.28007 | 0.38101 | 0.34149 | 0.34574 | 0.67554 | 0.40163 | 0.44561 | 0.20825 | 0.18764 | 0.31939 | 0.1972 | 0.25181 | 0.43265 | 0.38569 | 0.36911 | 0.26966 | 0.28666 | 0.42351 | 0.23354 | 0.34765 | 0.18764 | 0.24374 | 0.1853 | 0.30876 | 0.255 | 0.2091 | 0.32661 | 0.4607 | 0.40163 | 0.5304 | 0.24098 | 0.22716 | 0.30239 | 0.28071 | 0.28496 | 0.52785 | 0.323 | 0.35424
154 | 0.04508 | 0.54242 | 0.05602 | 0.07282 | 0.078116 | 0.308 | 0.06776 | 0.077 | 0.1594 | 0.7146 | 0.1729 | 0.1972 | 0.1648 | 1.1412 | 0.16814 | 0.1718 | 0.32746 | 0.29602 | 0.50585 | 0.31206 | 0.42842 | 0.69813 | 0.64637 | 0.61343 | 0.44018 | 0.4697 | 0.71033 | 0.38179 | 0.57237 | 0.28939 | 0.37324 | 0.29859 | 0.50606 | 0.41088 | 0.31014 | 0.53451 | 0.76551 | 0.66905 | 0.93084 | 0.38393 | 0.36318 | 0.51633 | 0.43976 | 0.43633 | 0.92635 | 0.52553 | 0.60466 | 0.29367 | 0.26501 | 0.45836 | 0.27656 | 0.3758 | 0.62434 | 0.56124 | 0.53708 | 0.38243 | 0.41259 | 0.61835 | 0.33666 | 0.50392 | 0.25988 | 0.33174 | 0.26373 | 0.44596 | 0.36233 | 0.28212 | 0.47312 | 0.67054 | 0.58477 | 0.80187 | 0.33901 | 0.32148 | 0.44617 | 0.38864 | 0.39249 | 0.79781 | 0.46435 | 0.52232 | 0.25816 | 0.23271 | 0.39933 | 0.24341 | 0.32254 | 0.54306 | 0.48638 | 0.46521 | 0.33474 | 0.35933 | 0.53515 | 0.29281 | 0.43698 | 0.23014 | 0.29538 | 0.23014 | 0.38735 | 0.31741 | 0.25217 | 0.41045 | 0.58028 | 0.50585 | 0.68273 | 0.29773 | 0.28191 | 0.3835 | 0.34372 | 0.348 | 0.67995 | 0.40425 | 0.44852 | 0.20961 | 0.18886 | 0.32147 | 0.19849 | 0.25346 | 0.43548 | 0.38821 | 0.37152 | 0.27143 | 0.28854 | 0.42628 | 0.23506 | 0.34992 | 0.18886 | 0.24533 | 0.18651 | 0.31078 | 0.25667 | 0.21047 | 0.32875 | 0.46371 | 0.40425 | 0.53387 | 0.24255 | 0.22865 | 0.30436 | 0.28255 | 0.28683 | 0.5313 | 0.32511 | 0.35655
155 | 0.0456 | 0.54602 | 0.05665 | 0.07365 | 0.078623 | 0.31 | 0.0682 | 0.0775 | 0.1605 | 0.7195 | 0.17425 | 0.199 | 0.166 | 1.149 | 0.16955 | 0.1735 | 0.32959 | 0.29794 | 0.50913 | 0.31409 | 0.4312 | 0.70267 | 0.65057 | 0.61742 | 0.44304 | 0.47275 | 0.71494 | 0.38427 | 0.57608 | 0.29127 | 0.37566 | 0.30053 | 0.50935 | 0.41355 | 0.31215 | 0.53798 | 0.77048 | 0.67339 | 0.93689 | 0.38642 | 0.36554 | 0.51968 | 0.44261 | 0.43917 | 0.93237 | 0.52894 | 0.60859 | 0.29558 | 0.26673 | 0.46134 | 0.27835 | 0.37824 | 0.6284 | 0.56489 | 0.54056 | 0.38492 | 0.41527 | 0.62237 | 0.33885 | 0.50719 | 0.26156 | 0.3339 | 0.26544 | 0.44885 | 0.36468 | 0.28395 | 0.47619 | 0.6749 | 0.58857 | 0.80708 | 0.34122 | 0.32356 | 0.44907 | 0.39116 | 0.39503 | 0.80299 | 0.46737 | 0.52571 | 0.25984 | 0.23422 | 0.40192 | 0.24499 | 0.32464 | 0.54659 | 0.48954 | 0.46823 | 0.33691 | 0.36167 | 0.53862 | 0.29472 | 0.43981 | 0.23164 | 0.2973 | 0.23164 | 0.38987 | 0.31947 | 0.25381 | 0.41312 | 0.58405 | 0.50913 | 0.68717 | 0.29967 | 0.28374 | 0.38599 | 0.34595 | 0.35026 | 0.68437 | 0.40688 | 0.45144 | 0.21097 | 0.19009 | 0.32356 | 0.19978 | 0.2551 | 0.43831 | 0.39073 | 0.37394 | 0.27319 | 0.29041 | 0.42905 | 0.23659 | 0.35219 | 0.19009 | 0.24692 | 0.18772 | 0.3128 | 0.25833 | 0.21183 | 0.33088 | 0.46672 | 0.40688 | 0.53733 | 0.24413 | 0.23013 | 0.30634 | 0.28438 | 0.28869 | 0.53475 | 0.32722 | 0.35887
156 | 0.04612 | 0.54962 | 0.05728 | 0.07448 | 0.07913 | 0.312 | 0.06864 | 0.078 | 0.1616 | 0.7244 | 0.1756 | 0.2008 | 0.1672 | 1.1568 | 0.17096 | 0.1752 | 0.33172 | 0.29987 | 0.51242 | 0.31612 | 0.43398 | 0.7072 | 0.65477 | 0.6214 | 0.4459 | 0.4758 | 0.71955 | 0.38675 | 0.5798 | 0.29315 | 0.37808 | 0.30247 | 0.51263 | 0.41622 | 0.31417 | 0.54145 | 0.77545 | 0.67773 | 0.94293 | 0.38892 | 0.3679 | 0.52303 | 0.44547 | 0.442 | 0.93838 | 0.53235 | 0.61252 | 0.29748 | 0.26845 | 0.46432 | 0.28015 | 0.38068 | 0.63245 | 0.56853 | 0.54405 | 0.3874 | 0.41795 | 0.62638 | 0.34103 | 0.51047 | 0.26325 | 0.33605 | 0.26715 | 0.45175 | 0.36703 | 0.28578 | 0.47927 | 0.67925 | 0.59237 | 0.81228 | 0.34342 | 0.32565 | 0.45197 | 0.39368 | 0.39758 | 0.80817 | 0.47038 | 0.5291 | 0.26152 | 0.23573 | 0.40452 | 0.24657 | 0.32673 | 0.55012 | 0.4927 | 0.47125 | 0.33908 | 0.364 | 0.5421 | 0.29662 | 0.44265 | 0.23313 | 0.29922 | 0.23313 | 0.39238 | 0.32153 | 0.25545 | 0.41578 | 0.58782 | 0.51242 | 0.6916 | 0.3016 | 0.28557 | 0.38848 | 0.34818 | 0.35252 | 0.68878 | 0.4095 | 0.45435 | 0.21233 | 0.19132 | 0.32565 | 0.20107 | 0.25675 | 0.44113 | 0.39325 | 0.37635 | 0.27495 | 0.29228 | 0.43182 | 0.23812 | 0.35447 | 0.19132 | 0.24852 | 0.18893 | 0.31482 | 0.26 | 0.2132 | 0.33302 | 0.46973 | 0.4095 | 0.5408 | 0.2457 | 0.23162 | 0.30832 | 0.28622 | 0.29055 | 0.5382 | 0.32933 | 0.36118
157 | 0.04664 | 0.55322 | 0.05791 | 0.07531 | 0.079638 | 0.314 | 0.06908 | 0.0785 | 0.1627 | 0.7293 | 0.17695 | 0.2026 | 0.1684 | 1.1646 | 0.17237 | 0.1769 | 0.33384 | 0.30179 | 0.5157 | 0.31814 | 0.43677 | 0.71173 | 0.65896 | 0.62538 | 0.44876 | 0.47885 | 0.72416 | 0.38923 | 0.58352 | 0.29503 | 0.38051 | 0.30441 | 0.51592 | 0.41888 | 0.31618 | 0.54492 | 0.78042 | 0.68208 | 0.94898 | 0.39141 | 0.37026 | 0.52639 | 0.44832 | 0.44483 | 0.9444 | 0.53576 | 0.61644 | 0.29939 | 0.27017 | 0.46729 | 0.28195 | 0.38312 | 0.6365 | 0.57218 | 0.54754 | 0.38988 | 0.42063 | 0.6304 | 0.34322 | 0.51374 | 0.26494 | 0.3382 | 0.26886 | 0.45465 | 0.36939 | 0.28762 | 0.48234 | 0.6836 | 0.59616 | 0.81749 | 0.34562 | 0.32774 | 0.45486 | 0.39621 | 0.40013 | 0.81335 | 0.4734 | 0.53249 | 0.26319 | 0.23724 | 0.40711 | 0.24815 | 0.32883 | 0.55364 | 0.49586 | 0.47427 | 0.34126 | 0.36633 | 0.54557 | 0.29852 | 0.44549 | 0.23463 | 0.30113 | 0.23463 | 0.3949 | 0.32359 | 0.25709 | 0.41845 | 0.59158 | 0.5157 | 0.69603 | 0.30353 | 0.2874 | 0.39097 | 0.35042 | 0.35478 | 0.6932 | 0.41213 | 0.45726 | 0.21369 | 0.19254 | 0.32774 | 0.20236 | 0.2584 | 0.44396 | 0.39577 | 0.37876 | 0.27671 | 0.29416 | 0.43459 | 0.23964 | 0.35674 | 0.19254 | 0.25011 | 0.19014 | 0.31683 | 0.26167 | 0.21457 | 0.33515 | 0.47274 | 0.41213 | 0.54427 | 0.24728 | 0.2331 | 0.31029 | 0.28805 | 0.29241 | 0.54165 | 0.33144 | 0.3635
158 | 0.04716 | 0.55681 | 0.05854 | 0.07614 | 0.080145 | 0.316 | 0.06952 | 0.079 | 0.1638 | 0.7342 | 0.1783 | 0.2044 | 0.1696 | 1.1724 | 0.17378 | 0.1786 | 0.33597 | 0.30371 | 0.51899 | 0.32017 | 0.43955 | 0.71627 | 0.66316 | 0.62937 | 0.45162 | 0.4819 | 0.72878 | 0.39171 | 0.58723 | 0.29691 | 0.38293 | 0.30634 | 0.51921 | 0.42155 | 0.31819 | 0.54839 | 0.78539 | 0.68642 | 0.95502 | 0.3939 | 0.37262 | 0.52974 | 0.45118 | 0.44767 | 0.95041 | 0.53918 | 0.62037 | 0.3013 | 0.27189 | 0.47027 | 0.28374 | 0.38556 | 0.64056 | 0.57582 | 0.55103 | 0.39237 | 0.42331 | 0.63441 | 0.34541 | 0.51701 | 0.26663 | 0.34036 | 0.27058 | 0.45754 | 0.37174 | 0.28945 | 0.48541 | 0.68796 | 0.59996 | 0.8227 | 0.34782 | 0.32983 | 0.45776 | 0.39873 | 0.40268 | 0.81853 | 0.47641 | 0.53588 | 0.26487 | 0.23876 | 0.4097 | 0.24973 | 0.33092 | 0.55717 | 0.49902 | 0.47729 | 0.34343 | 0.36867 | 0.54905 | 0.30042 | 0.44833 | 0.23612 | 0.30305 | 0.23612 | 0.39741 | 0.32566 | 0.25872 | 0.42111 | 0.59535 | 0.51899 | 0.70047 | 0.30547 | 0.28923 | 0.39346 | 0.35265 | 0.35704 | 0.69761 | 0.41475 | 0.46017 | 0.21506 | 0.19377 | 0.32982 | 0.20364 | 0.26004 | 0.44679 | 0.39829 | 0.38117 | 0.27848 | 0.29603 | 0.43735 | 0.24117 | 0.35901 | 0.19377 | 0.2517 | 0.19136 | 0.31885 | 0.26333 | 0.21593 | 0.33729 | 0.47576 | 0.41475 | 0.54773 | 0.24885 | 0.23459 | 0.31227 | 0.28989 | 0.29428 | 0.5451 | 0.33356 | 0.36581
159 | 0.04768 | 0.56041 | 0.05917 | 0.07697 | 0.080652 | 0.318 | 0.06996 | 0.0795 | 0.1649 | 0.7391 | 0.17965 | 0.2062 | 0.1708 | 1.1802 | 0.17519 | 0.1803 | 0.3381 | 0.30563 | 0.52227 | 0.3222 | 0.44233 | 0.7208 | 0.66736 | 0.63335 | 0.45448 | 0.48495 | 0.73339 | 0.39419 | 0.59095 | 0.29879 | 0.38535 | 0.30828 | 0.52249 | 0.42422 | 0.32021 | 0.55186 | 0.79036 | 0.69077 | 0.96107 | 0.3964 | 0.37498 | 0.53309 | 0.45403 | 0.4505 | 0.95643 | 0.54259 | 0.6243 | 0.3032 | 0.27361 | 0.47325 | 0.28554 | 0.388 | 0.64461 | 0.57947 | 0.55451 | 0.39485 | 0.42599 | 0.63843 | 0.34759 | 0.52028 | 0.26831 | 0.34251 | 0.27229 | 0.46044 | 0.37409 | 0.29128 | 0.48848 | 0.69231 | 0.60376 | 0.8279 | 0.35002 | 0.33191 | 0.46066 | 0.40125 | 0.40523 | 0.82371 | 0.47943 | 0.53927 | 0.26655 | 0.24027 | 0.4123 | 0.25131 | 0.33302 | 0.5607 | 0.50217 | 0.48031 | 0.3456 | 0.371 | 0.55252 | 0.30232 | 0.45116 | 0.23762 | 0.30497 | 0.23762 | 0.39993 | 0.32772 | 0.26036 | 0.42378 | 0.59912 | 0.52227 | 0.7049 | 0.3074 | 0.29106 | 0.39595 | 0.35488 | 0.3593 | 0.70203 | 0.41737 | 0.46309 | 0.21642 | 0.195 | 0.33191 | 0.20493 | 0.26169 | 0.44962 | 0.40081 | 0.38359 | 0.28024 | 0.2979 | 0.44012 | 0.2427 | 0.36128 | 0.195 | 0.2533 | 0.19257 | 0.32087 | 0.265 | 0.2173 | 0.33942 | 0.47877 | 0.41738 | 0.5512 | 0.25043 | 0.23607 | 0.31425 | 0.29172 | 0.29614 | 0.54855 | 0.33567 | 0.36813
160 | 0.0482 | 0.56401 | 0.0598 | 0.0778 | 0.081159 | 0.32 | 0.0704 | 0.08 | 0.166 | 0.744 | 0.181 | 0.208 | 0.172 | 1.188 | 0.1766 | 0.182 | 0.34022 | 0.30756 | 0.52556 | 0.32422 | 0.44511 | 0.72533 | 0.67156 | 0.63733 | 0.45733 | 0.488 | 0.738 | 0.39667 | 0.59467 | 0.30067 | 0.38778 | 0.31022 | 0.52578 | 0.42689 | 0.32222 | 0.55533 | 0.79533 | 0.69511 | 0.96711 | 0.39889 | 0.37733 | 0.53644 | 0.45689 | 0.45333 | 0.96244 | 0.546 | 0.62822 | 0.30511 | 0.27533 | 0.47622 | 0.28733 | 0.39044 | 0.64867 | 0.58311 | 0.558 | 0.39733 | 0.42867 | 0.64244 | 0.34978 | 0.52356 | 0.27 | 0.34467 | 0.274 | 0.46333 | 0.37644 | 0.29311 | 0.49156 | 0.69667 | 0.60756 | 0.83311 | 0.35222 | 0.334 | 0.46356 | 0.40378 | 0.40778 | 0.82889 | 0.48244 | 0.54267 | 0.26822 | 0.24178 | 0.41489 | 0.25289 | 0.33511 | 0.56422 | 0.50533 | 0.48333 | 0.34778 | 0.37333 | 0.556 | 0.30422 | 0.454 | 0.23911 | 0.30689 | 0.23911 | 0.40244 | 0.32978 | 0.262 | 0.42644 | 0.60289 | 0.52556 | 0.70933 | 0.30933 | 0.29289 | 0.39844 | 0.35711 | 0.36156 | 0.70644 | 0.42 | 0.466 | 0.21778 | 0.19622 | 0.334 | 0.20622 | 0.26333 | 0.45244 | 0.40333 | 0.386 | 0.282 | 0.29978 | 0.44289 | 0.24422 | 0.36356 | 0.19622 | 0.25489 | 0.19378 | 0.32289 | 0.26667 | 0.21867 | 0.34156 | 0.48178 | 0.42 | 0.55467 | 0.252 | 0.23756 | 0.31622 | 0.29356 | 0.298 | 0.552 | 0.33778 | 0.37044
161 | 0.04872 | 0.56761 | 0.06043 | 0.07863 | 0.081667 | 0.322 | 0.07084 | 0.0805 | 0.1671 | 0.7489 | 0.18235 | 0.2098 | 0.1732 | 1.1958 | 0.17801 | 0.1837 | 0.34235 | 0.30948 | 0.52884 | 0.32625 | 0.44789 | 0.72987 | 0.67575 | 0.64132 | 0.46019 | 0.49105 | 0.74261 | 0.39915 | 0.59838 | 0.30255 | 0.3902 | 0.31216 | 0.52906 | 0.42956 | 0.32424 | 0.5588 | 0.8003 | 0.69946 | 0.97316 | 0.40138 | 0.37969 | 0.5398 | 0.45974 | 0.45617 | 0.96846 | 0.54941 | 0.63215 | 0.30702 | 0.27705 | 0.4792 | 0.28913 | 0.39288 | 0.65272 | 0.58676 | 0.56149 | 0.39982 | 0.43135 | 0.64646 | 0.35196 | 0.52683 | 0.27169 | 0.34682 | 0.27571 | 0.46623 | 0.3788 | 0.29494 | 0.49463 | 0.70102 | 0.61135 | 0.83832 | 0.35442 | 0.33609 | 0.46645 | 0.4063 | 0.41033 | 0.83407 | 0.48546 | 0.54606 | 0.2699 | 0.24329 | 0.41748 | 0.25447 | 0.33721 | 0.56775 | 0.50849 | 0.48635 | 0.34995 | 0.37567 | 0.55947 | 0.30612 | 0.45684 | 0.24061 | 0.30881 | 0.24061 | 0.40496 | 0.33184 | 0.26364 | 0.42911 | 0.60666 | 0.52884 | 0.71377 | 0.31127 | 0.29472 | 0.40093 | 0.35934 | 0.36382 | 0.71086 | 0.42262 | 0.46891 | 0.21914 | 0.19745 | 0.33609 | 0.20751 | 0.26498 | 0.45527 | 0.40585 | 0.38841 | 0.28376 | 0.30165 | 0.44566 | 0.24575 | 0.36583 | 0.19745 | 0.25648 | 0.19499 | 0.32491 | 0.26833 | 0.22003 | 0.34369 | 0.48479 | 0.42263 | 0.55813 | 0.25358 | 0.23904 | 0.3182 | 0.29539 | 0.29986 | 0.55545 | 0.33989 | 0.37276
162 | 0.04924 | 0.57121 | 0.06106 | 0.07946 | 0.082174 | 0.324 | 0.07128 | 0.081 | 0.1682 | 0.7538 | 0.1837 | 0.2116 | 0.1744 | 1.2036 | 0.17942 | 0.1854 | 0.34448 | 0.3114 | 0.53213 | 0.32827 | 0.45068 | 0.7344 | 0.67995 | 0.6453 | 0.46305 | 0.4941 | 0.74723 | 0.40163 | 0.6021 | 0.30443 | 0.39262 | 0.3141 | 0.53235 | 0.43222 | 0.32625 | 0.56227 | 0.80527 | 0.7038 | 0.9792 | 0.40387 | 0.38205 | 0.54315 | 0.4626 | 0.459 | 0.97447 | 0.55283 | 0.63608 | 0.30892 | 0.27877 | 0.48217 | 0.29093 | 0.39532 | 0.65677 | 0.5904 | 0.56498 | 0.4023 | 0.43403 | 0.65048 | 0.35415 | 0.5301 | 0.27338 | 0.34897 | 0.27743 | 0.46912 | 0.38115 | 0.29677 | 0.4977 | 0.70537 | 0.61515 | 0.84353 | 0.35663 | 0.33818 | 0.46935 | 0.40883 | 0.41287 | 0.83925 | 0.48847 | 0.54945 | 0.27158 | 0.2448 | 0.42008 | 0.25605 | 0.3393 | 0.57128 | 0.51165 | 0.48938 | 0.35212 | 0.378 | 0.56295 | 0.30803 | 0.45968 | 0.2421 | 0.31072 | 0.2421 | 0.40748 | 0.3339 | 0.26527 | 0.43177 | 0.61042 | 0.53213 | 0.7182 | 0.3132 | 0.29655 | 0.40342 | 0.36158 | 0.36608 | 0.71528 | 0.42525 | 0.47182 | 0.2205 | 0.19868 | 0.33817 | 0.2088 | 0.26663 | 0.4581 | 0.40837 | 0.39082 | 0.28553 | 0.30353 | 0.44843 | 0.24727 | 0.3681 | 0.19867 | 0.25808 | 0.1962 | 0.32693 | 0.27 | 0.2214 | 0.34583 | 0.4878 | 0.42525 | 0.5616 | 0.25515 | 0.24053 | 0.32018 | 0.29723 | 0.30173 | 0.5589 | 0.342 | 0.37508
163 | 0.04976 | 0.5748 | 0.06169 | 0.08029 | 0.082681 | 0.326 | 0.07172 | 0.0815 | 0.1693 | 0.7587 | 0.18505 | 0.2134 | 0.1756 | 1.2114 | 0.18083 | 0.1871 | 0.3466 | 0.31332 | 0.53541 | 0.3303 | 0.45346 | 0.73893 | 0.68415 | 0.64928 | 0.46591 | 0.49715 | 0.75184 | 0.4041 | 0.60582 | 0.3063 | 0.39505 | 0.31604 | 0.53564 | 0.43489 | 0.32826 | 0.56575 | 0.81025 | 0.70815 | 0.98524 | 0.40637 | 0.38441 | 0.5465 | 0.46546 | 0.46183 | 0.98049 | 0.55624 | 0.64 | 0.31083 | 0.2805 | 0.48515 | 0.29272 | 0.39777 | 0.66083 | 0.59404 | 0.56846 | 0.40478 | 0.4367 | 0.65449 | 0.35634 | 0.53337 | 0.27506 | 0.35113 | 0.27914 | 0.47202 | 0.3835 | 0.29861 | 0.50077 | 0.70973 | 0.61895 | 0.84873 | 0.35883 | 0.34026 | 0.47225 | 0.41135 | 0.41542 | 0.84443 | 0.49149 | 0.55284 | 0.27325 | 0.24631 | 0.42267 | 0.25763 | 0.34139 | 0.5748 | 0.51481 | 0.4924 | 0.3543 | 0.38033 | 0.56642 | 0.30993 | 0.46251 | 0.24359 | 0.31264 | 0.24359 | 0.40999 | 0.33596 | 0.26691 | 0.43444 | 0.61419 | 0.53541 | 0.72263 | 0.31513 | 0.29838 | 0.40592 | 0.36381 | 0.36833 | 0.71969 | 0.42787 | 0.47474 | 0.22186 | 0.1999 | 0.34026 | 0.21009 | 0.26827 | 0.46093 | 0.4109 | 0.39324 | 0.28729 | 0.3054 | 0.45119 | 0.2488 | 0.37037 | 0.1999 | 0.25967 | 0.19741 | 0.32894 | 0.27167 | 0.22277 | 0.34796 | 0.49081 | 0.42788 | 0.56507 | 0.25673 | 0.24201 | 0.32215 | 0.29906 | 0.30359 | 0.56235 | 0.34411 | 0.37739
164 | 0.05028 | 0.5784 | 0.06232 | 0.08112 | 0.083188 | 0.328 | 0.07216 | 0.082 | 0.1704 | 0.7636 | 0.1864 | 0.2152 | 0.1768 | 1.2192 | 0.18224 | 0.1888 | 0.34873 | 0.31524 | 0.53869 | 0.33233 | 0.45624 | 0.74347 | 0.68834 | 0.65327 | 0.46877 | 0.5002 | 0.75645 | 0.40658 | 0.60953 | 0.30818 | 0.39747 | 0.31798 | 0.53892 | 0.43756 | 0.33028 | 0.56922 | 0.81522 | 0.71249 | 0.99129 | 0.40886 | 0.38677 | 0.54986 | 0.46831 | 0.46467 | 0.98651 | 0.55965 | 0.64393 | 0.31274 | 0.28222 | 0.48813 | 0.29452 | 0.40021 | 0.66488 | 0.59769 | 0.57195 | 0.40727 | 0.43938 | 0.65851 | 0.35852 | 0.53664 | 0.27675 | 0.35328 | 0.28085 | 0.47492 | 0.38586 | 0.30044 | 0.50384 | 0.71408 | 0.62274 | 0.85394 | 0.36103 | 0.34235 | 0.47514 | 0.41387 | 0.41797 | 0.84961 | 0.49451 | 0.55623 | 0.27493 | 0.24782 | 0.42526 | 0.25921 | 0.34349 | 0.57833 | 0.51797 | 0.49542 | 0.35647 | 0.38267 | 0.5699 | 0.31183 | 0.46535 | 0.24509 | 0.31456 | 0.24509 | 0.41251 | 0.33802 | 0.26855 | 0.43711 | 0.61796 | 0.53869 | 0.72707 | 0.31707 | 0.30021 | 0.40841 | 0.36604 | 0.37059 | 0.72411 | 0.4305 | 0.47765 | 0.22322 | 0.20113 | 0.34235 | 0.21138 | 0.26992 | 0.46376 | 0.41342 | 0.39565 | 0.28905 | 0.30727 | 0.45396 | 0.25033 | 0.37264 | 0.20113 | 0.26126 | 0.19862 | 0.33096 | 0.27333 | 0.22413 | 0.35009 | 0.49382 | 0.4305 | 0.56853 | 0.2583 | 0.24349 | 0.32413 | 0.30089 | 0.30545 | 0.5658 | 0.34622 | 0.37971
165 | 0.0508 | 0.582 | 0.06295 | 0.08195 | 0.083696 | 0.33 | 0.0726 | 0.0825 | 0.1715 | 0.7685 | 0.18775 | 0.217 | 0.178 | 1.227 | 0.18365 | 0.1905 | 0.35085 | 0.31717 | 0.54198 | 0.33435 | 0.45902 | 0.748 | 0.69254 | 0.65725 | 0.47163 | 0.50325 | 0.76106 | 0.40906 | 0.61325 | 0.31006 | 0.3999 | 0.31992 | 0.54221 | 0.44023 | 0.33229 | 0.57269 | 0.82019 | 0.71683 | 0.99733 | 0.41135 | 0.38913 | 0.55321 | 0.47117 | 0.4675 | 0.99252 | 0.56306 | 0.64785 | 0.31465 | 0.28394 | 0.4911 | 0.29631 | 0.40265 | 0.66894 | 0.60133 | 0.57544 | 0.40975 | 0.44206 | 0.66252 | 0.36071 | 0.53992 | 0.27844 | 0.35544 | 0.28256 | 0.47781 | 0.38821 | 0.30227 | 0.50692 | 0.71844 | 0.62654 | 0.85915 | 0.36323 | 0.34444 | 0.47804 | 0.4164 | 0.42052 | 0.85479 | 0.49752 | 0.55962 | 0.2766 | 0.24933 | 0.42785 | 0.26079 | 0.34558 | 0.58185 | 0.52112 | 0.49844 | 0.35865 | 0.385 | 0.57337 | 0.31373 | 0.46819 | 0.24658 | 0.31648 | 0.24658 | 0.41502 | 0.34008 | 0.27019 | 0.43977 | 0.62173 | 0.54198 | 0.7315 | 0.319 | 0.30204 | 0.4109 | 0.36827 | 0.37285 | 0.72852 | 0.43312 | 0.48056 | 0.22458 | 0.20235 | 0.34444 | 0.21267 | 0.27156 | 0.46658 | 0.41594 | 0.39806 | 0.29081 | 0.30915 | 0.45673 | 0.25185 | 0.37492 | 0.20235 | 0.26285 | 0.19983 | 0.33298 | 0.275 | 0.2255 | 0.35223 | 0.49683 | 0.43313 | 0.572 | 0.25988 | 0.24498 | 0.3261 | 0.30273 | 0.30731 | 0.56925 | 0.34833 | 0.38202
166 | 0.05132 | 0.5856 | 0.06358 | 0.08278 | 0.084203 | 0.332 | 0.07304 | 0.083 | 0.1726 | 0.7734 | 0.1891 | 0.2188 | 0.1792 | 1.2348 | 0.18506 | 0.1922 | 0.35298 | 0.31909 | 0.54526 | 0.33638 | 0.4618 | 0.75253 | 0.69674 | 0.66123 | 0.47448 | 0.5063 | 0.76568 | 0.41154 | 0.61697 | 0.31194 | 0.40232 | 0.32186 | 0.54549 | 0.4429 | 0.33431 | 0.57616 | 0.82516 | 0.72118 | 1.0034 | 0.41385 | 0.39148 | 0.55656 | 0.47402 | 0.47033 | 0.99854 | 0.56648 | 0.65178 | 0.31655 | 0.28566 | 0.49408 | 0.29811 | 0.40509 | 0.67299 | 0.60498 | 0.57893 | 0.41223 | 0.44474 | 0.66654 | 0.36289 | 0.54319 | 0.28013 | 0.35759 | 0.28428 | 0.48071 | 0.39056 | 0.3041 | 0.50999 | 0.72279 | 0.63034 | 0.86435 | 0.36543 | 0.34653 | 0.48094 | 0.41892 | 0.42307 | 0.85997 | 0.50054 | 0.56302 | 0.27828 | 0.25084 | 0.43045 | 0.26237 | 0.34768 | 0.58538 | 0.52428 | 0.50146 | 0.36082 | 0.38733 | 0.57685 | 0.31563 | 0.47103 | 0.24808 | 0.3184 | 0.24808 | 0.41754 | 0.34214 | 0.27182 | 0.44244 | 0.6255 | 0.54526 | 0.73593 | 0.32093 | 0.30387 | 0.41339 | 0.3705 | 0.37511 | 0.73294 | 0.43575 | 0.48347 | 0.22594 | 0.20358 | 0.34652 | 0.21396 | 0.27321 | 0.46941 | 0.41846 | 0.40047 | 0.29258 | 0.31102 | 0.4595 | 0.25338 | 0.37719 | 0.20358 | 0.26445 | 0.20104 | 0.335 | 0.27667 | 0.22687 | 0.35436 | 0.49984 | 0.43575 | 0.57547 | 0.26145 | 0.24646 | 0.32808 | 0.30456 | 0.30918 | 0.5727 | 0.35044 | 0.38434
167 | 0.05184 | 0.5892 | 0.06421 | 0.08361 | 0.08471 | 0.334 | 0.07348 | 0.0835 | 0.1737 | 0.7783 | 0.19045 | 0.2206 | 0.1804 | 1.2426 | 0.18647 | 0.1939 | 0.35511 | 0.32101 | 0.54855 | 0.33841 | 0.46458 | 0.75707 | 0.70094 | 0.66522 | 0.47734 | 0.50935 | 0.77029 | 0.41402 | 0.62068 | 0.31382 | 0.40474 | 0.32379 | 0.54878 | 0.44557 | 0.33632 | 0.57963 | 0.83013 | 0.72552 | 1.0094 | 0.41634 | 0.39384 | 0.55991 | 0.47688 | 0.47317 | 1.0046 | 0.56989 | 0.65571 | 0.31846 | 0.28738 | 0.49706 | 0.2999 | 0.40753 | 0.67705 | 0.60862 | 0.58241 | 0.41472 | 0.44742 | 0.67055 | 0.36508 | 0.54646 | 0.28181 | 0.35975 | 0.28599 | 0.4836 | 0.39291 | 0.30593 | 0.51306 | 0.72715 | 0.63414 | 0.86956 | 0.36763 | 0.34861 | 0.48384 | 0.42144 | 0.42562 | 0.86515 | 0.50355 | 0.56641 | 0.27996 | 0.25236 | 0.43304 | 0.26395 | 0.34977 | 0.58891 | 0.52744 | 0.50448 | 0.36299 | 0.38967 | 0.58032 | 0.31753 | 0.47386 | 0.24957 | 0.32032 | 0.24957 | 0.42005 | 0.34421 | 0.27346 | 0.4451 | 0.62926 | 0.54855 | 0.74037 | 0.32287 | 0.3057 | 0.41588 | 0.37274 | 0.37737 | 0.73735 | 0.43837 | 0.48639 | 0.22731 | 0.20481 | 0.34861 | 0.21524 | 0.27485 | 0.47224 | 0.42098 | 0.40289 | 0.29434 | 0.31289 | 0.46227 | 0.25491 | 0.37946 | 0.20481 | 0.26604 | 0.20226 | 0.33702 | 0.27833 | 0.22823 | 0.3565 | 0.50286 | 0.43838 | 0.57893 | 0.26303 | 0.24795 | 0.33006 | 0.3064 | 0.31104 | 0.57615 | 0.35256 | 0.38665
168 | 0.05236 | 0.59279 | 0.06484 | 0.08444 | 0.085217 | 0.336 | 0.07392 | 0.084 | 0.1748 | 0.7832 | 0.1918 | 0.2224 | 0.1816 | 1.2504 | 0.18788 | 0.1956 | 0.35723 | 0.32293 | 0.55183 | 0.34043 | 0.46737 | 0.7616 | 0.70513 | 0.6692 | 0.4802 | 0.5124 | 0.7749 | 0.4165 | 0.6244 | 0.3157 | 0.40717 | 0.32573 | 0.55207 | 0.44823 | 0.33833 | 0.5831 | 0.8351 | 0.72987 | 1.0155 | 0.41883 | 0.3962 | 0.56327 | 0.47973 | 0.476 | 1.0106 | 0.5733 | 0.65963 | 0.32037 | 0.2891 | 0.50003 | 0.3017 | 0.40997 | 0.6811 | 0.61227 | 0.5859 | 0.4172 | 0.4501 | 0.67457 | 0.36727 | 0.54973 | 0.2835 | 0.3619 | 0.2877 | 0.4865 | 0.39527 | 0.30777 | 0.51613 | 0.7315 | 0.63793 | 0.87477 | 0.36983 | 0.3507 | 0.48673 | 0.42397 | 0.42817 | 0.87033 | 0.50657 | 0.5698 | 0.28163 | 0.25387 | 0.43563 | 0.26553 | 0.35187 | 0.59243 | 0.5306 | 0.5075 | 0.36517 | 0.392 | 0.5838 | 0.31943 | 0.4767 | 0.25107 | 0.32223 | 0.25107 | 0.42257 | 0.34627 | 0.2751 | 0.44777 | 0.63303 | 0.55183 | 0.7448 | 0.3248 | 0.30753 | 0.41837 | 0.37497 | 0.37963 | 0.74177 | 0.441 | 0.4893 | 0.22867 | 0.20603 | 0.3507 | 0.21653 | 0.2765 | 0.47507 | 0.4235 | 0.4053 | 0.2961 | 0.31477 | 0.46503 | 0.25643 | 0.38173 | 0.20603 | 0.26763 | 0.20347 | 0.33903 | 0.28 | 0.2296 | 0.35863 | 0.50587 | 0.441 | 0.5824 | 0.2646 | 0.24943 | 0.33203 | 0.30823 | 0.3129 | 0.5796 | 0.35467 | 0.38897
169 | 0.05288 | 0.59639 | 0.06547 | 0.08527 | 0.085725 | 0.338 | 0.07436 | 0.0845 | 0.1759 | 0.7881 | 0.19315 | 0.2242 | 0.1828 | 1.2582 | 0.18929 | 0.1973 | 0.35936 | 0.32486 | 0.55512 | 0.34246 | 0.47015 | 0.76613 | 0.70933 | 0.67318 | 0.48306 | 0.51545 | 0.77951 | 0.41898 | 0.62812 | 0.31758 | 0.40959 | 0.32767 | 0.55535 | 0.4509 | 0.34035 | 0.58657 | 0.84007 | 0.73421 | 1.0215 | 0.42133 | 0.39856 | 0.56662 | 0.48259 | 0.47883 | 1.0166 | 0.57671 | 0.66356 | 0.32227 | 0.29082 | 0.50301 | 0.3035 | 0.41241 | 0.68515 | 0.61591 | 0.58939 | 0.41968 | 0.45278 | 0.67858 | 0.36945 | 0.55301 | 0.28519 | 0.36405 | 0.28941 | 0.4894 | 0.39762 | 0.3096 | 0.51921 | 0.73585 | 0.64173 | 0.87997 | 0.37203 | 0.35279 | 0.48963 | 0.42649 | 0.43072 | 0.87551 | 0.50958 | 0.57319 | 0.28331 | 0.25538 | 0.43823 | 0.26711 | 0.35396 | 0.59596 | 0.53376 | 0.51052 | 0.36734 | 0.39433 | 0.58727 | 0.32133 | 0.47954 | 0.25256 | 0.32415 | 0.25256 | 0.42508 | 0.34833 | 0.27674 | 0.45043 | 0.6368 | 0.55512 | 0.74923 | 0.32673 | 0.30936 | 0.42086 | 0.3772 | 0.38189 | 0.74618 | 0.44362 | 0.49221 | 0.23003 | 0.20726 | 0.35279 | 0.21782 | 0.27815 | 0.47789 | 0.42602 | 0.40771 | 0.29786 | 0.31664 | 0.4678 | 0.25796 | 0.38401 | 0.20726 | 0.26923 | 0.20468 | 0.34105 | 0.28167 | 0.23097 | 0.36077 | 0.50888 | 0.44363 | 0.58587 | 0.26618 | 0.25092 | 0.33401 | 0.31007 | 0.31476 | 0.58305 | 0.35678 | 0.39128
170 | 0.0534 | 0.59999 | 0.0661 | 0.0861 | 0.086232 | 0.34 | 0.0748 | 0.085 | 0.177 | 0.793 | 0.1945 | 0.226 | 0.184 | 1.266 | 0.1907 | 0.199 | 0.36149 | 0.32678 | 0.5584 | 0.34449 | 0.47293 | 0.77067 | 0.71353 | 0.67717 | 0.48592 | 0.5185 | 0.78413 | 0.42146 | 0.63183 | 0.31946 | 0.41201 | 0.32961 | 0.55864 | 0.45357 | 0.34236 | 0.59004 | 0.84504 | 0.73856 | 1.0276 | 0.42382 | 0.40092 | 0.56997 | 0.48544 | 0.48167 | 1.0226 | 0.58013 | 0.66749 | 0.32418 | 0.29254 | 0.50599 | 0.30529 | 0.41485 | 0.68921 | 0.61956 | 0.59288 | 0.42217 | 0.45546 | 0.6826 | 0.37164 | 0.55628 | 0.28688 | 0.36621 | 0.29113 | 0.49229 | 0.39997 | 0.31143 | 0.52228 | 0.74021 | 0.64553 | 0.88518 | 0.37424 | 0.35488 | 0.49253 | 0.42901 | 0.43326 | 0.88069 | 0.5126 | 0.57658 | 0.28499 | 0.25689 | 0.44082 | 0.26869 | 0.35606 | 0.59949 | 0.53692 | 0.51354 | 0.36951 | 0.39667 | 0.59075 | 0.32324 | 0.48238 | 0.25406 | 0.32607 | 0.25406 | 0.4276 | 0.35039 | 0.27837 | 0.4531 | 0.64057 | 0.5584 | 0.75367 | 0.32867 | 0.31119 | 0.42335 | 0.37943 | 0.38415 | 0.7506 | 0.44625 | 0.49512 | 0.23139 | 0.20849 | 0.35487 | 0.21911 | 0.27979 | 0.48072 | 0.42854 | 0.41013 | 0.29963 | 0.31851 | 0.47057 | 0.25949 | 0.38628 | 0.20849 | 0.27082 | 0.20589 | 0.34307 | 0.28333 | 0.23233 | 0.3629 | 0.51189 | 0.44625 | 0.58933 | 0.26775 | 0.2524 | 0.33599 | 0.3119 | 0.31663 | 0.5865 | 0.35889 | 0.3936
171 | 0.05392 | 0.60359 | 0.06673 | 0.08693 | 0.086739 | 0.342 | 0.07524 | 0.0855 | 0.1781 | 0.7979 | 0.19585 | 0.2278 | 0.1852 | 1.2738 | 0.19211 | 0.2007 | 0.36361 | 0.3287 | 0.56169 | 0.34651 | 0.47571 | 0.7752 | 0.71773 | 0.68115 | 0.48878 | 0.52155 | 0.78874 | 0.42394 | 0.63555 | 0.32134 | 0.41444 | 0.33155 | 0.56192 | 0.45624 | 0.34438 | 0.59351 | 0.85001 | 0.7429 | 1.0336 | 0.42631 | 0.40328 | 0.57333 | 0.4883 | 0.4845 | 1.0286 | 0.58354 | 0.67141 | 0.32609 | 0.29426 | 0.50896 | 0.30709 | 0.41729 | 0.69326 | 0.6232 | 0.59636 | 0.42465 | 0.45814 | 0.68661 | 0.37383 | 0.55955 | 0.28856 | 0.36836 | 0.29284 | 0.49519 | 0.40233 | 0.31326 | 0.52535 | 0.74456 | 0.64932 | 0.89039 | 0.37644 | 0.35696 | 0.49543 | 0.43154 | 0.43581 | 0.88588 | 0.51561 | 0.57997 | 0.28666 | 0.2584 | 0.44341 | 0.27028 | 0.35815 | 0.60301 | 0.54007 | 0.51656 | 0.37169 | 0.399 | 0.59422 | 0.32514 | 0.48521 | 0.25555 | 0.32799 | 0.25555 | 0.43011 | 0.35245 | 0.28001 | 0.45576 | 0.64434 | 0.56169 | 0.7581 | 0.3306 | 0.31302 | 0.42584 | 0.38166 | 0.38641 | 0.75501 | 0.44887 | 0.49804 | 0.23275 | 0.20971 | 0.35696 | 0.2204 | 0.28144 | 0.48355 | 0.43106 | 0.41254 | 0.30139 | 0.32039 | 0.47334 | 0.26101 | 0.38855 | 0.20971 | 0.27241 | 0.2071 | 0.34509 | 0.285 | 0.2337 | 0.36504 | 0.5149 | 0.44888 | 0.5928 | 0.26933 | 0.25389 | 0.33796 | 0.31374 | 0.31849 | 0.58995 | 0.361 | 0.39591
172 | 0.05444 | 0.60719 | 0.06736 | 0.08776 | 0.087246 | 0.344 | 0.07568 | 0.086 | 0.1792 | 0.8028 | 0.1972 | 0.2296 | 0.1864 | 1.2816 | 0.19352 | 0.2024 | 0.36574 | 0.33062 | 0.56497 | 0.34854 | 0.47849 | 0.77973 | 0.72192 | 0.68513 | 0.49163 | 0.5246 | 0.79335 | 0.42642 | 0.63927 | 0.32322 | 0.41686 | 0.33349 | 0.56521 | 0.45891 | 0.34639 | 0.59698 | 0.85498 | 0.74725 | 1.0396 | 0.42881 | 0.40563 | 0.57668 | 0.49116 | 0.48733 | 1.0346 | 0.58695 | 0.67534 | 0.32799 | 0.29598 | 0.51194 | 0.30888 | 0.41973 | 0.69732 | 0.62684 | 0.59985 | 0.42713 | 0.46082 | 0.69063 | 0.37601 | 0.56282 | 0.29025 | 0.37052 | 0.29455 | 0.49808 | 0.40468 | 0.31509 | 0.52842 | 0.74892 | 0.65312 | 0.89559 | 0.37864 | 0.35905 | 0.49832 | 0.43406 | 0.43836 | 0.89106 | 0.51863 | 0.58337 | 0.28834 | 0.25991 | 0.44601 | 0.27186 | 0.36024 | 0.60654 | 0.54323 | 0.51958 | 0.37386 | 0.40133 | 0.5977 | 0.32704 | 0.48805 | 0.25704 | 0.32991 | 0.25704 | 0.43263 | 0.35451 | 0.28165 | 0.45843 | 0.64811 | 0.56497 | 0.76253 | 0.33253 | 0.31486 | 0.42833 | 0.38389 | 0.38867 | 0.75943 | 0.4515 | 0.50095 | 0.23411 | 0.21094 | 0.35905 | 0.22169 | 0.28308 | 0.48638 | 0.43358 | 0.41495 | 0.30315 | 0.32226 | 0.47611 | 0.26254 | 0.39082 | 0.21094 | 0.27401 | 0.20831 | 0.34711 | 0.28667 | 0.23507 | 0.36717 | 0.51791 | 0.4515 | 0.59627 | 0.2709 | 0.25537 | 0.33994 | 0.31557 | 0.32035 | 0.5934 | 0.36311 | 0.39823
173 | 0.05496 | 0.61078 | 0.06799 | 0.08859 | 0.087754 | 0.346 | 0.07612 | 0.0865 | 0.1803 | 0.8077 | 0.19855 | 0.2314 | 0.1876 | 1.2894 | 0.19493 | 0.2041 | 0.36787 | 0.33254 | 0.56826 | 0.35057 | 0.48128 | 0.78427 | 0.72612 | 0.68912 | 0.49449 | 0.52765 | 0.79796 | 0.4289 | 0.64298 | 0.3251 | 0.41928 | 0.33543 | 0.5685 | 0.46157 | 0.3484 | 0.60045 | 0.85995 | 0.75159 | 1.0457 | 0.4313 | 0.40799 | 0.58003 | 0.49401 | 0.49017 | 1.0406 | 0.59036 | 0.67927 | 0.3299 | 0.2977 | 0.51492 | 0.31068 | 0.42217 | 0.70137 | 0.63049 | 0.60334 | 0.42962 | 0.4635 | 0.69464 | 0.3782 | 0.56609 | 0.29194 | 0.37267 | 0.29626 | 0.50098 | 0.40703 | 0.31693 | 0.53149 | 0.75327 | 0.65692 | 0.9008 | 0.38084 | 0.36114 | 0.50122 | 0.43658 | 0.44091 | 0.89624 | 0.52164 | 0.58676 | 0.29002 | 0.26142 | 0.4486 | 0.27344 | 0.36234 | 0.61007 | 0.54639 | 0.5226 | 0.37603 | 0.40367 | 0.60117 | 0.32894 | 0.49089 | 0.25854 | 0.33182 | 0.25854 | 0.43514 | 0.35657 | 0.28329 | 0.46109 | 0.65187 | 0.56826 | 0.76697 | 0.33447 | 0.31669 | 0.43082 | 0.38613 | 0.39093 | 0.76384 | 0.45412 | 0.50386 | 0.23547 | 0.21217 | 0.36114 | 0.22298 | 0.28473 | 0.48921 | 0.4361 | 0.41736 | 0.30491 | 0.32413 | 0.47887 | 0.26407 | 0.39309 | 0.21217 | 0.2756 | 0.20952 | 0.34912 | 0.28833 | 0.23643 | 0.36931 | 0.52092 | 0.45413 | 0.59973 | 0.27248 | 0.25686 | 0.34192 | 0.31741 | 0.32221 | 0.59685 | 0.36522 | 0.40054
174 | 0.05548 | 0.61438 | 0.06862 | 0.08942 | 0.088261 | 0.348 | 0.07656 | 0.087 | 0.1814 | 0.8126 | 0.1999 | 0.2332 | 0.1888 | 1.2972 | 0.19634 | 0.2058 | 0.36999 | 0.33447 | 0.57154 | 0.35259 | 0.48406 | 0.7888 | 0.73032 | 0.6931 | 0.49735 | 0.5307 | 0.80258 | 0.43138 | 0.6467 | 0.32698 | 0.42171 | 0.33737 | 0.57178 | 0.46424 | 0.35042 | 0.60392 | 0.86492 | 0.75593 | 1.0517 | 0.43379 | 0.41035 | 0.58338 | 0.49687 | 0.493 | 1.0467 | 0.59378 | 0.68319 | 0.33181 | 0.29942 | 0.51789 | 0.31248 | 0.42461 | 0.70542 | 0.63413 | 0.60683 | 0.4321 | 0.46618 | 0.69866 | 0.38038 | 0.56937 | 0.29363 | 0.37482 | 0.29798 | 0.50387 | 0.40938 | 0.31876 | 0.53457 | 0.75762 | 0.66072 | 0.90601 | 0.38304 | 0.36323 | 0.50412 | 0.43911 | 0.44346 | 0.90142 | 0.52466 | 0.59015 | 0.29169 | 0.26293 | 0.45119 | 0.27502 | 0.36443 | 0.61359 | 0.54955 | 0.52562 | 0.37821 | 0.406 | 0.60465 | 0.33084 | 0.49373 | 0.26003 | 0.33374 | 0.26003 | 0.43766 | 0.35863 | 0.28492 | 0.46376 | 0.65564 | 0.57154 | 0.7714 | 0.3364 | 0.31852 | 0.43331 | 0.38836 | 0.39319 | 0.76826 | 0.45675 | 0.50677 | 0.23683 | 0.21339 | 0.36322 | 0.22427 | 0.28638 | 0.49203 | 0.43862 | 0.41978 | 0.30668 | 0.32601 | 0.48164 | 0.26559 | 0.39537 | 0.21339 | 0.27719 | 0.21073 | 0.35114 | 0.29 | 0.2378 | 0.37144 | 0.52393 | 0.45675 | 0.6032 | 0.27405 | 0.25834 | 0.34389 | 0.31924 | 0.32408 | 0.6003 | 0.36733 | 0.40286
175 | 0.056 | 0.61798 | 0.06925 | 0.09025 | 0.088768 | 0.35 | 0.077 | 0.0875 | 0.1825 | 0.8175 | 0.20125 | 0.235 | 0.19 | 1.305 | 0.19775 | 0.2075 | 0.37212 | 0.33639 | 0.57483 | 0.35462 | 0.48684 | 0.79333 | 0.73451 | 0.69708 | 0.50021 | 0.53375 | 0.80719 | 0.43385 | 0.65042 | 0.32885 | 0.42413 | 0.33931 | 0.57507 | 0.46691 | 0.35243 | 0.6074 | 0.8699 | 0.76028 | 1.0578 | 0.43628 | 0.41271 | 0.58674 | 0.49972 | 0.49583 | 1.0527 | 0.59719 | 0.68712 | 0.33372 | 0.30115 | 0.52087 | 0.31427 | 0.42705 | 0.70948 | 0.63778 | 0.61031 | 0.43458 | 0.46885 | 0.70267 | 0.38257 | 0.57264 | 0.29531 | 0.37698 | 0.29969 | 0.50677 | 0.41174 | 0.32059 | 0.53764 | 0.76198 | 0.66451 | 0.91122 | 0.38524 | 0.36531 | 0.50701 | 0.44163 | 0.44601 | 0.9066 | 0.52767 | 0.59354 | 0.29337 | 0.26444 | 0.45378 | 0.2766 | 0.36653 | 0.61712 | 0.55271 | 0.52865 | 0.38038 | 0.40833 | 0.60812 | 0.33274 | 0.49656 | 0.26153 | 0.33566 | 0.26153 | 0.44017 | 0.36069 | 0.28656 | 0.46642 | 0.65941 | 0.57483 | 0.77583 | 0.33833 | 0.32035 | 0.4358 | 0.39059 | 0.39545 | 0.77267 | 0.45937 | 0.50969 | 0.23819 | 0.21462 | 0.36531 | 0.22556 | 0.28802 | 0.49486 | 0.44115 | 0.42219 | 0.30844 | 0.32788 | 0.48441 | 0.26712 | 0.39764 | 0.21462 | 0.27878 | 0.21194 | 0.35316 | 0.29167 | 0.23917 | 0.37358 | 0.52694 | 0.45938 | 0.60667 | 0.27563 | 0.25983 | 0.34587 | 0.32108 | 0.32594 | 0.60375 | 0.36944 | 0.40517
176 | 0.05652 | 0.62158 | 0.06988 | 0.09108 | 0.089275 | 0.352 | 0.07744 | 0.088 | 0.1836 | 0.8224 | 0.2026 | 0.2368 | 0.1912 | 1.3128 | 0.19916 | 0.2092 | 0.37424 | 0.33831 | 0.57811 | 0.35664 | 0.48962 | 0.79787 | 0.73871 | 0.70107 | 0.50307 | 0.5368 | 0.8118 | 0.43633 | 0.65413 | 0.33073 | 0.42656 | 0.34124 | 0.57836 | 0.46958 | 0.35444 | 0.61087 | 0.87487 | 0.76462 | 1.0638 | 0.43878 | 0.41507 | 0.59009 | 0.50258 | 0.49867 | 1.0587 | 0.6006 | 0.69105 | 0.33562 | 0.30287 | 0.52384 | 0.31607 | 0.42949 | 0.71353 | 0.64142 | 0.6138 | 0.43707 | 0.47153 | 0.70669 | 0.38476 | 0.57591 | 0.297 | 0.37913 | 0.3014 | 0.50967 | 0.41409 | 0.32242 | 0.54071 | 0.76633 | 0.66831 | 0.91642 | 0.38744 | 0.3674 | 0.50991 | 0.44416 | 0.44856 | 0.91178 | 0.53069 | 0.59693 | 0.29504 | 0.26596 | 0.45638 | 0.27818 | 0.36862 | 0.62064 | 0.55587 | 0.53167 | 0.38256 | 0.41067 | 0.6116 | 0.33464 | 0.4994 | 0.26302 | 0.33758 | 0.26302 | 0.44269 | 0.36276 | 0.2882 | 0.46909 | 0.66318 | 0.57811 | 0.78027 | 0.34027 | 0.32218 | 0.43829 | 0.39282 | 0.39771 | 0.77709 | 0.462 | 0.5126 | 0.23956 | 0.21584 | 0.3674 | 0.22684 | 0.28967 | 0.49769 | 0.44367 | 0.4246 | 0.3102 | 0.32976 | 0.48718 | 0.26864 | 0.39991 | 0.21584 | 0.28038 | 0.21316 | 0.35518 | 0.29333 | 0.24053 | 0.37571 | 0.52996 | 0.462 | 0.61013 | 0.2772 | 0.26131 | 0.34784 | 0.32291 | 0.3278 | 0.6072 | 0.37156 | 0.40749
177 | 0.05704 | 0.62518 | 0.07051 | 0.09191 | 0.089783 | 0.354 | 0.07788 | 0.0885 | 0.1847 | 0.8273 | 0.20395 | 0.2386 | 0.1924 | 1.3206 | 0.20057 | 0.2109 | 0.37637 | 0.34023 | 0.5814 | 0.35867 | 0.4924 | 0.8024 | 0.74291 | 0.70505 | 0.50593 | 0.53985 | 0.81641 | 0.43881 | 0.65785 | 0.33261 | 0.42898 | 0.34318 | 0.58164 | 0.47225 | 0.35646 | 0.61434 | 0.87984 | 0.76897 | 1.0699 | 0.44127 | 0.41743 | 0.59344 | 0.50543 | 0.5015 | 1.0647 | 0.60401 | 0.69497 | 0.33753 | 0.30459 | 0.52682 | 0.31786 | 0.43193 | 0.71759 | 0.64507 | 0.61729 | 0.43955 | 0.47421 | 0.7107 | 0.38694 | 0.57918 | 0.29869 | 0.38129 | 0.30311 | 0.51256 | 0.41644 | 0.32425 | 0.54378 | 0.77069 | 0.67211 | 0.92163 | 0.38965 | 0.36949 | 0.51281 | 0.44668 | 0.4511 | 0.91696 | 0.5337 | 0.60032 | 0.29672 | 0.26747 | 0.45897 | 0.27976 | 0.37072 | 0.62417 | 0.55902 | 0.53469 | 0.38473 | 0.413 | 0.61507 | 0.33655 | 0.50224 | 0.26452 | 0.3395 | 0.26452 | 0.4452 | 0.36482 | 0.28984 | 0.47175 | 0.66695 | 0.5814 | 0.7847 | 0.3422 | 0.32401 | 0.44078 | 0.39505 | 0.39997 | 0.7815 | 0.46462 | 0.51551 | 0.24092 | 0.21707 | 0.36949 | 0.22813 | 0.29131 | 0.50052 | 0.44619 | 0.42701 | 0.31196 | 0.33163 | 0.48995 | 0.27017 | 0.40218 | 0.21707 | 0.28197 | 0.21437 | 0.3572 | 0.295 | 0.2419 | 0.37785 | 0.53297 | 0.46463 | 0.6136 | 0.27878 | 0.2628 | 0.34982 | 0.32475 | 0.32966 | 0.61065 | 0.37367 | 0.4098
178 | 0.05756 | 0.62877 | 0.07114 | 0.09274 | 0.09029 | 0.356 | 0.07832 | 0.089 | 0.1858 | 0.8322 | 0.2053 | 0.2404 | 0.1936 | 1.3284 | 0.20198 | 0.2126 | 0.3785 | 0.34216 | 0.58468 | 0.3607 | 0.49519 | 0.80693 | 0.74711 | 0.70903 | 0.50878 | 0.5429 | 0.82103 | 0.44129 | 0.66157 | 0.33449 | 0.4314 | 0.34512 | 0.58493 | 0.47491 | 0.35847 | 0.61781 | 0.88481 | 0.77331 | 1.0759 | 0.44376 | 0.41978 | 0.59679 | 0.50829 | 0.50433 | 1.0707 | 0.60743 | 0.6989 | 0.33944 | 0.30631 | 0.5298 | 0.31966 | 0.43437 | 0.72164 | 0.64871 | 0.62078 | 0.44203 | 0.47689 | 0.71472 | 0.38913 | 0.58246 | 0.30038 | 0.38344 | 0.30483 | 0.51546 | 0.41879 | 0.32609 | 0.54686 | 0.77504 | 0.67591 | 0.92684 | 0.39185 | 0.37158 | 0.51571 | 0.4492 | 0.45365 | 0.92214 | 0.53672 | 0.60372 | 0.2984 | 0.26898 | 0.46156 | 0.28134 | 0.37281 | 0.6277 | 0.56218 | 0.53771 | 0.3869 | 0.41533 | 0.61855 | 0.33845 | 0.50508 | 0.26601 | 0.34141 | 0.26601 | 0.44772 | 0.36688 | 0.29147 | 0.47442 | 0.67071 | 0.58468 | 0.78913 | 0.34413 | 0.32584 | 0.44327 | 0.39729 | 0.40223 | 0.78592 | 0.46725 | 0.51842 | 0.24228 | 0.2183 | 0.37157 | 0.22942 | 0.29296 | 0.50334 | 0.44871 | 0.42943 | 0.31373 | 0.3335 | 0.49271 | 0.2717 | 0.40446 | 0.2183 | 0.28356 | 0.21558 | 0.35921 | 0.29667 | 0.24327 | 0.37998 | 0.53598 | 0.46725 | 0.61707 | 0.28035 | 0.26428 | 0.3518 | 0.32658 | 0.33153 | 0.6141 | 0.37578 | 0.41212
179 | 0.05808 | 0.63237 | 0.07177 | 0.09357 | 0.090797 | 0.358 | 0.07876 | 0.0895 | 0.1869 | 0.8371 | 0.20665 | 0.2422 | 0.1948 | 1.3362 | 0.20339 | 0.2143 | 0.38062 | 0.34408 | 0.58797 | 0.36272 | 0.49797 | 0.81147 | 0.7513 | 0.71302 | 0.51164 | 0.54595 | 0.82564 | 0.44377 | 0.66528 | 0.33637 | 0.43383 | 0.34706 | 0.58821 | 0.47758 | 0.36049 | 0.62128 | 0.88978 | 0.77766 | 1.082 | 0.44626 | 0.42214 | 0.60015 | 0.51114 | 0.50717 | 1.0767 | 0.61084 | 0.70282 | 0.34134 | 0.30803 | 0.53277 | 0.32145 | 0.43681 | 0.7257 | 0.65236 | 0.62426 | 0.44452 | 0.47957 | 0.71873 | 0.39131 | 0.58573 | 0.30206 | 0.3856 | 0.30654 | 0.51835 | 0.42115 | 0.32792 | 0.54993 | 0.7794 | 0.6797 | 0.93204 | 0.39405 | 0.37366 | 0.5186 | 0.45173 | 0.4562 | 0.92732 | 0.53973 | 0.60711 | 0.30007 | 0.27049 | 0.46416 | 0.28292 | 0.37491 | 0.63122 | 0.56534 | 0.54073 | 0.38908 | 0.41767 | 0.62202 | 0.34035 | 0.50791 | 0.26751 | 0.34333 | 0.26751 | 0.45023 | 0.36894 | 0.29311 | 0.47708 | 0.67448 | 0.58797 | 0.79357 | 0.34607 | 0.32767 | 0.44576 | 0.39952 | 0.40449 | 0.79034 | 0.46987 | 0.52134 | 0.24364 | 0.21952 | 0.37366 | 0.23071 | 0.2946 | 0.50617 | 0.45123 | 0.43184 | 0.31549 | 0.33538 | 0.49548 | 0.27322 | 0.40673 | 0.21952 | 0.28516 | 0.21679 | 0.36123 | 0.29833 | 0.24463 | 0.38212 | 0.53899 | 0.46988 | 0.62053 | 0.28193 | 0.26577 | 0.35377 | 0.32842 | 0.33339 | 0.61755 | 0.37789 | 0.41443
180 | 0.0586 | 0.63597 | 0.0724 | 0.0944 | 0.091304 | 0.36 | 0.0792 | 0.09 | 0.188 | 0.842 | 0.208 | 0.244 | 0.196 | 1.344 | 0.2048 | 0.216 | 0.38275 | 0.346 | 0.59125 | 0.36475 | 0.50075 | 0.816 | 0.7555 | 0.717 | 0.5145 | 0.549 | 0.83025 | 0.44625 | 0.669 | 0.33825 | 0.43625 | 0.349 | 0.5915 | 0.48025 | 0.3625 | 0.62475 | 0.89475 | 0.782 | 1.088 | 0.44875 | 0.4245 | 0.6035 | 0.514 | 0.51 | 1.0827 | 0.61425 | 0.70675 | 0.34325 | 0.30975 | 0.53575 | 0.32325 | 0.43925 | 0.72975 | 0.656 | 0.62775 | 0.447 | 0.48225 | 0.72275 | 0.3935 | 0.589 | 0.30375 | 0.38775 | 0.30825 | 0.52125 | 0.4235 | 0.32975 | 0.553 | 0.78375 | 0.6835 | 0.93725 | 0.39625 | 0.37575 | 0.5215 | 0.45425 | 0.45875 | 0.9325 | 0.54275 | 0.6105 | 0.30175 | 0.272 | 0.46675 | 0.2845 | 0.377 | 0.63475 | 0.5685 | 0.54375 | 0.39125 | 0.42 | 0.6255 | 0.34225 | 0.51075 | 0.269 | 0.34525 | 0.269 | 0.45275 | 0.371 | 0.29475 | 0.47975 | 0.67825 | 0.59125 | 0.798 | 0.348 | 0.3295 | 0.44825 | 0.40175 | 0.40675 | 0.79475 | 0.4725 | 0.52425 | 0.245 | 0.22075 | 0.37575 | 0.232 | 0.29625 | 0.509 | 0.45375 | 0.43425 | 0.31725 | 0.33725 | 0.49825 | 0.27475 | 0.409 | 0.22075 | 0.28675 | 0.218 | 0.36325 | 0.3 | 0.246 | 0.38425 | 0.542 | 0.4725 | 0.624 | 0.2835 | 0.26725 | 0.35575 | 0.33025 | 0.33525 | 0.621 | 0.38 | 0.41675
181 | 0.05912 | 0.63957 | 0.07303 | 0.09523 | 0.091812 | 0.362 | 0.07964 | 0.0905 | 0.1891 | 0.8469 | 0.20935 | 0.2458 | 0.1972 | 1.3518 | 0.20621 | 0.2177 | 0.38488 | 0.34792 | 0.59454 | 0.36678 | 0.50353 | 0.82053 | 0.7597 | 0.72098 | 0.51736 | 0.55205 | 0.83486 | 0.44873 | 0.67272 | 0.34013 | 0.43867 | 0.35094 | 0.59479 | 0.48292 | 0.36451 | 0.62822 | 0.89972 | 0.78635 | 1.094 | 0.45124 | 0.42686 | 0.60685 | 0.51686 | 0.51283 | 1.0888 | 0.61766 | 0.71068 | 0.34516 | 0.31147 | 0.53873 | 0.32505 | 0.44169 | 0.7338 | 0.65964 | 0.63124 | 0.44948 | 0.48493 | 0.72677 | 0.39569 | 0.59227 | 0.30544 | 0.3899 | 0.30996 | 0.52415 | 0.42585 | 0.33158 | 0.55607 | 0.7881 | 0.6873 | 0.94246 | 0.39845 | 0.37784 | 0.5244 | 0.45677 | 0.4613 | 0.93768 | 0.54577 | 0.61389 | 0.30343 | 0.27351 | 0.46934 | 0.28608 | 0.37909 | 0.63828 | 0.57166 | 0.54677 | 0.39342 | 0.42233 | 0.62897 | 0.34415 | 0.51359 | 0.27049 | 0.34717 | 0.27049 | 0.45527 | 0.37306 | 0.29639 | 0.48242 | 0.68202 | 0.59454 | 0.80243 | 0.34993 | 0.33133 | 0.45074 | 0.40398 | 0.40901 | 0.79917 | 0.47512 | 0.52716 | 0.24636 | 0.22198 | 0.37784 | 0.23329 | 0.2979 | 0.51183 | 0.45627 | 0.43666 | 0.31901 | 0.33912 | 0.50102 | 0.27628 | 0.41127 | 0.22198 | 0.28834 | 0.21921 | 0.36527 | 0.30167 | 0.24737 | 0.38638 | 0.54501 | 0.47513 | 0.62747 | 0.28508 | 0.26873 | 0.35773 | 0.33208 | 0.33711 | 0.62445 | 0.38211 | 0.41907
182 | 0.05964 | 0.64316 | 0.07366 | 0.09606 | 0.092319 | 0.364 | 0.08008 | 0.091 | 0.1902 | 0.8518 | 0.2107 | 0.2476 | 0.1984 | 1.3596 | 0.20762 | 0.2194 | 0.387 | 0.34984 | 0.59782 | 0.3688 | 0.50631 | 0.82507 | 0.76389 | 0.72497 | 0.52022 | 0.5551 | 0.83948 | 0.45121 | 0.67643 | 0.34201 | 0.4411 | 0.35288 | 0.59807 | 0.48559 | 0.36653 | 0.63169 | 0.90469 | 0.79069 | 1.1001 | 0.45374 | 0.42922 | 0.61021 | 0.51971 | 0.51567 | 1.0948 | 0.62108 | 0.7146 | 0.34706 | 0.31319 | 0.5417 | 0.32684 | 0.44413 | 0.73786 | 0.66329 | 0.63473 | 0.45197 | 0.48761 | 0.73078 | 0.39787 | 0.59554 | 0.30713 | 0.39206 | 0.31168 | 0.52704 | 0.42821 | 0.33341 | 0.55914 | 0.79246 | 0.69109 | 0.94766 | 0.40065 | 0.37993 | 0.52729 | 0.4593 | 0.46385 | 0.94286 | 0.54878 | 0.61728 | 0.3051 | 0.27502 | 0.47194 | 0.28766 | 0.38119 | 0.6418 | 0.57482 | 0.54979 | 0.3956 | 0.42467 | 0.63245 | 0.34605 | 0.51643 | 0.27199 | 0.34909 | 0.27199 | 0.45778 | 0.37512 | 0.29802 | 0.48508 | 0.68579 | 0.59782 | 0.80687 | 0.35187 | 0.33316 | 0.45323 | 0.40621 | 0.41127 | 0.80358 | 0.47775 | 0.53007 | 0.24772 | 0.2232 | 0.37992 | 0.23458 | 0.29954 | 0.51466 | 0.45879 | 0.43908 | 0.32078 | 0.341 | 0.50379 | 0.2778 | 0.41354 | 0.2232 | 0.28994 | 0.22042 | 0.36729 | 0.30333 | 0.24873 | 0.38852 | 0.54802 | 0.47775 | 0.63093 | 0.28665 | 0.27022 | 0.3597 | 0.33392 | 0.33898 | 0.6279 | 0.38422 | 0.42138
183 | 0.06016 | 0.64676 | 0.07429 | 0.09689 | 0.092826 | 0.366 | 0.08052 | 0.0915 | 0.1913 | 0.8567 | 0.21205 | 0.2494 | 0.1996 | 1.3674 | 0.20903 | 0.2211 | 0.38913 | 0.35177 | 0.6011 | 0.37083 | 0.5091 | 0.8296 | 0.76809 | 0.72895 | 0.52308 | 0.55815 | 0.84409 | 0.45369 | 0.68015 | 0.34389 | 0.44352 | 0.35482 | 0.60136 | 0.48825 | 0.36854 | 0.63516 | 0.90966 | 0.79503 | 1.1061 | 0.45623 | 0.43158 | 0.61356 | 0.52257 | 0.5185 | 1.1008 | 0.62449 | 0.71853 | 0.34897 | 0.31491 | 0.54468 | 0.32864 | 0.44657 | 0.74191 | 0.66693 | 0.63821 | 0.45445 | 0.49029 | 0.7348 | 0.40006 | 0.59882 | 0.30881 | 0.39421 | 0.31339 | 0.52994 | 0.43056 | 0.33525 | 0.56222 | 0.79681 | 0.69489 | 0.95287 | 0.40285 | 0.38201 | 0.53019 | 0.46182 | 0.4664 | 0.94804 | 0.5518 | 0.62067 | 0.30678 | 0.27653 | 0.47453 | 0.28924 | 0.38328 | 0.64533 | 0.57797 | 0.55281 | 0.39777 | 0.427 | 0.63592 | 0.34795 | 0.51926 | 0.27348 | 0.351 | 0.27348 | 0.4603 | 0.37718 | 0.29966 | 0.48775 | 0.68955 | 0.6011 | 0.8113 | 0.3538 | 0.33499 | 0.45572 | 0.40845 | 0.41353 | 0.808 | 0.48037 | 0.53299 | 0.24908 | 0.22443 | 0.38201 | 0.23587 | 0.30119 | 0.51748 | 0.46131 | 0.44149 | 0.32254 | 0.34287 | 0.50655 | 0.27933 | 0.41582 | 0.22443 | 0.29153 | 0.22163 | 0.3693 | 0.305 | 0.2501 | 0.39065 | 0.55103 | 0.48038 | 0.6344 | 0.28823 | 0.2717 | 0.36168 | 0.33575 | 0.34084 | 0.63135 | 0.38633 | 0.4237
184 | 0.06068 | 0.65036 | 0.07492 | 0.09772 | 0.093333 | 0.368 | 0.08096 | 0.092 | 0.1924 | 0.8616 | 0.2134 | 0.2512 | 0.2008 | 1.3752 | 0.21044 | 0.2228 | 0.39126 | 0.35369 | 0.60439 | 0.37286 | 0.51188 | 0.83413 | 0.77229 | 0.73293 | 0.52593 | 0.5612 | 0.8487 | 0.45617 | 0.68387 | 0.34577 | 0.44594 | 0.35676 | 0.60464 | 0.49092 | 0.37056 | 0.63863 | 0.91463 | 0.79938 | 1.1122 | 0.45872 | 0.43393 | 0.61691 | 0.52542 | 0.52133 | 1.1068 | 0.6279 | 0.72246 | 0.35088 | 0.31663 | 0.54766 | 0.33043 | 0.44901 | 0.74597 | 0.67058 | 0.6417 | 0.45693 | 0.49297 | 0.73881 | 0.40224 | 0.60209 | 0.3105 | 0.39637 | 0.3151 | 0.53283 | 0.43291 | 0.33708 | 0.56529 | 0.80117 | 0.69869 | 0.95808 | 0.40506 | 0.3841 | 0.53309 | 0.46434 | 0.46894 | 0.95322 | 0.55481 | 0.62407 | 0.30846 | 0.27804 | 0.47712 | 0.29082 | 0.38538 | 0.64886 | 0.58113 | 0.55583 | 0.39994 | 0.42933 | 0.6394 | 0.34986 | 0.5221 | 0.27498 | 0.35292 | 0.27498 | 0.46281 | 0.37924 | 0.3013 | 0.49041 | 0.69332 | 0.60439 | 0.81573 | 0.35573 | 0.33682 | 0.45821 | 0.41068 | 0.41579 | 0.81241 | 0.483 | 0.5359 | 0.25044 | 0.22566 | 0.3841 | 0.23716 | 0.30283 | 0.52031 | 0.46383 | 0.4439 | 0.3243 | 0.34474 | 0.50932 | 0.28086 | 0.41809 | 0.22566 | 0.29312 | 0.22284 | 0.37132 | 0.30667 | 0.25147 | 0.39279 | 0.55404 | 0.483 | 0.63787 | 0.2898 | 0.27319 | 0.36366 | 0.33759 | 0.3427 | 0.6348 | 0.38844 | 0.42601
185 | 0.0612 | 0.65396 | 0.07555 | 0.09855 | 0.093841 | 0.37 | 0.0814 | 0.0925 | 0.1935 | 0.8665 | 0.21475 | 0.253 | 0.202 | 1.383 | 0.21185 | 0.2245 | 0.39338 | 0.35561 | 0.60767 | 0.37488 | 0.51466 | 0.83867 | 0.77649 | 0.73692 | 0.52879 | 0.56425 | 0.85331 | 0.45865 | 0.68758 | 0.34765 | 0.44837 | 0.35869 | 0.60793 | 0.49359 | 0.37257 | 0.6421 | 0.9196 | 0.80372 | 1.1182 | 0.46122 | 0.43629 | 0.62026 | 0.52828 | 0.52417 | 1.1128 | 0.63131 | 0.72638 | 0.35278 | 0.31835 | 0.55063 | 0.33223 | 0.45145 | 0.75002 | 0.67422 | 0.64519 | 0.45942 | 0.49565 | 0.74283 | 0.40443 | 0.60536 | 0.31219 | 0.39852 | 0.31681 | 0.53573 | 0.43526 | 0.33891 | 0.56836 | 0.80552 | 0.70249 | 0.96329 | 0.40726 | 0.38619 | 0.53599 | 0.46687 | 0.47149 | 0.9584 | 0.55783 | 0.62746 | 0.31013 | 0.27956 | 0.47972 | 0.2924 | 0.38747 | 0.65238 | 0.58429 | 0.55885 | 0.40212 | 0.43167 | 0.64287 | 0.35176 | 0.52494 | 0.27647 | 0.35484 | 0.27647 | 0.46533 | 0.38131 | 0.30294 | 0.49308 | 0.69709 | 0.60767 | 0.82017 | 0.35767 | 0.33865 | 0.4607 | 0.41291 | 0.41805 | 0.81683 | 0.48562 | 0.53881 | 0.25181 | 0.22688 | 0.38619 | 0.23844 | 0.30448 | 0.52314 | 0.46635 | 0.44631 | 0.32606 | 0.34662 | 0.51209 | 0.28238 | 0.42036 | 0.22688 | 0.29472 | 0.22406 | 0.37334 | 0.30833 | 0.25283 | 0.39492 | 0.55706 | 0.48563 | 0.64133 | 0.29138 | 0.27467 | 0.36563 | 0.33942 | 0.34456 | 0.63825 | 0.39056 | 0.42833
186 | 0.06172 | 0.65756 | 0.07618 | 0.09938 | 0.094348 | 0.372 | 0.08184 | 0.093 | 0.1946 | 0.8714 | 0.2161 | 0.2548 | 0.2032 | 1.3908 | 0.21326 | 0.2262 | 0.39551 | 0.35753 | 0.61096 | 0.37691 | 0.51744 | 0.8432 | 0.78068 | 0.7409 | 0.53165 | 0.5673 | 0.85793 | 0.46113 | 0.6913 | 0.34953 | 0.45079 | 0.36063 | 0.61122 | 0.49626 | 0.37458 | 0.64557 | 0.92457 | 0.80807 | 1.1243 | 0.46371 | 0.43865 | 0.62362 | 0.53113 | 0.527 | 1.1188 | 0.63473 | 0.73031 | 0.35469 | 0.32007 | 0.55361 | 0.33403 | 0.45389 | 0.75407 | 0.67787 | 0.64868 | 0.4619 | 0.49833 | 0.74684 | 0.40662 | 0.60863 | 0.31388 | 0.40067 | 0.31853 | 0.53862 | 0.43762 | 0.34074 | 0.57143 | 0.80987 | 0.70628 | 0.96849 | 0.40946 | 0.38827 | 0.53888 | 0.46939 | 0.47404 | 0.96358 | 0.56084 | 0.63085 | 0.31181 | 0.28107 | 0.48231 | 0.29398 | 0.38957 | 0.65591 | 0.58745 | 0.56187 | 0.40429 | 0.434 | 0.64635 | 0.35366 | 0.52778 | 0.27797 | 0.35676 | 0.27797 | 0.46784 | 0.38337 | 0.30457 | 0.49574 | 0.70086 | 0.61096 | 0.8246 | 0.3596 | 0.34048 | 0.46319 | 0.41514 | 0.42031 | 0.82124 | 0.48825 | 0.54173 | 0.25317 | 0.22811 | 0.38827 | 0.23973 | 0.30613 | 0.52597 | 0.46887 | 0.44873 | 0.32783 | 0.34849 | 0.51486 | 0.28391 | 0.42263 | 0.22811 | 0.29631 | 0.22527 | 0.37536 | 0.31 | 0.2542 | 0.39706 | 0.56007 | 0.48825 | 0.6448 | 0.29295 | 0.27616 | 0.36761 | 0.34126 | 0.34643 | 0.6417 | 0.39267 | 0.43064
187 | 0.06224 | 0.66115 | 0.07681 | 0.10021 | 0.094855 | 0.374 | 0.08228 | 0.0935 | 0.1957 | 0.8763 | 0.21745 | 0.2566 | 0.2044 | 1.3986 | 0.21467 | 0.2279 | 0.39763 | 0.35946 | 0.61424 | 0.37893 | 0.52022 | 0.84773 | 0.78488 | 0.74488 | 0.53451 | 0.57035 | 0.86254 | 0.4636 | 0.69502 | 0.3514 | 0.45322 | 0.36257 | 0.6145 | 0.49893 | 0.3766 | 0.64905 | 0.92955 | 0.81241 | 1.1303 | 0.4662 | 0.44101 | 0.62697 | 0.53399 | 0.52983 | 1.1249 | 0.63814 | 0.73424 | 0.3566 | 0.3218 | 0.55658 | 0.33582 | 0.45633 | 0.75813 | 0.68151 | 0.65216 | 0.46438 | 0.501 | 0.75086 | 0.4088 | 0.61191 | 0.31556 | 0.40283 | 0.32024 | 0.54152 | 0.43997 | 0.34257 | 0.57451 | 0.81423 | 0.71008 | 0.9737 | 0.41166 | 0.39036 | 0.54178 | 0.47192 | 0.47659 | 0.96876 | 0.56386 | 0.63424 | 0.31348 | 0.28258 | 0.4849 | 0.29556 | 0.39166 | 0.65943 | 0.59061 | 0.5649 | 0.40647 | 0.43633 | 0.64982 | 0.35556 | 0.53061 | 0.27946 | 0.35868 | 0.27946 | 0.47036 | 0.38543 | 0.30621 | 0.49841 | 0.70463 | 0.61424 | 0.82903 | 0.36153 | 0.34231 | 0.46568 | 0.41737 | 0.42257 | 0.82566 | 0.49087 | 0.54464 | 0.25453 | 0.22933 | 0.39036 | 0.24102 | 0.30777 | 0.52879 | 0.4714 | 0.45114 | 0.32959 | 0.35037 | 0.51763 | 0.28543 | 0.42491 | 0.22933 | 0.2979 | 0.22648 | 0.37738 | 0.31167 | 0.25557 | 0.39919 | 0.56308 | 0.49088 | 0.64827 | 0.29453 | 0.27764 | 0.36958 | 0.34309 | 0.34829 | 0.64515 | 0.39478 | 0.43296
188 | 0.06276 | 0.66475 | 0.07744 | 0.10104 | 0.095362 | 0.376 | 0.08272 | 0.094 | 0.1968 | 0.8812 | 0.2188 | 0.2584 | 0.2056 | 1.4064 | 0.21608 | 0.2296 | 0.39976 | 0.36138 | 0.61753 | 0.38096 | 0.52301 | 0.85227 | 0.78908 | 0.74887 | 0.53737 | 0.5734 | 0.86715 | 0.46608 | 0.69873 | 0.35328 | 0.45564 | 0.36451 | 0.61779 | 0.50159 | 0.37861 | 0.65252 | 0.93452 | 0.81676 | 1.1364 | 0.46869 | 0.44337 | 0.63032 | 0.53684 | 0.53267 | 1.1309 | 0.64155 | 0.73816 | 0.35851 | 0.32352 | 0.55956 | 0.33762 | 0.45877 | 0.76218 | 0.68516 | 0.65565 | 0.46687 | 0.50368 | 0.75487 | 0.41099 | 0.61518 | 0.31725 | 0.40498 | 0.32195 | 0.54442 | 0.44232 | 0.34441 | 0.57758 | 0.81858 | 0.71388 | 0.97891 | 0.41386 | 0.39245 | 0.54468 | 0.47444 | 0.47914 | 0.97394 | 0.56687 | 0.63763 | 0.31516 | 0.28409 | 0.48749 | 0.29714 | 0.39376 | 0.66296 | 0.59377 | 0.56792 | 0.40864 | 0.43867 | 0.6533 | 0.35746 | 0.53345 | 0.28096 | 0.36059 | 0.28096 | 0.47287 | 0.38749 | 0.30785 | 0.50107 | 0.70839 | 0.61753 | 0.83347 | 0.36347 | 0.34414 | 0.46817 | 0.41961 | 0.42483 | 0.83007 | 0.4935 | 0.54755 | 0.25589 | 0.23056 | 0.39245 | 0.24231 | 0.30942 | 0.53162 | 0.47392 | 0.45355 | 0.33135 | 0.35224 | 0.52039 | 0.28696 | 0.42718 | 0.23056 | 0.29949 | 0.22769 | 0.37939 | 0.31333 | 0.25693 | 0.40133 | 0.56609 | 0.4935 | 0.65173 | 0.2961 | 0.27913 | 0.37156 | 0.34493 | 0.35015 | 0.6486 | 0.39689 | 0.43527
189 | 0.06328 | 0.66835 | 0.07807 | 0.10187 | 0.09587 | 0.378 | 0.08316 | 0.0945 | 0.1979 | 0.8861 | 0.22015 | 0.2602 | 0.2068 | 1.4142 | 0.21749 | 0.2313 | 0.40189 | 0.3633 | 0.62081 | 0.38299 | 0.52579 | 0.8568 | 0.79328 | 0.75285 | 0.54023 | 0.57645 | 0.87176 | 0.46856 | 0.70245 | 0.35516 | 0.45806 | 0.36645 | 0.62107 | 0.50426 | 0.38063 | 0.65599 | 0.93949 | 0.8211 | 1.1424 | 0.47119 | 0.44573 | 0.63368 | 0.5397 | 0.5355 | 1.1369 | 0.64496 | 0.74209 | 0.36041 | 0.32524 | 0.56254 | 0.33941 | 0.46121 | 0.76624 | 0.6888 | 0.65914 | 0.46935 | 0.50636 | 0.75889 | 0.41318 | 0.61845 | 0.31894 | 0.40714 | 0.32366 | 0.54731 | 0.44468 | 0.34624 | 0.58065 | 0.82294 | 0.71767 | 0.98411 | 0.41606 | 0.39454 | 0.54758 | 0.47696 | 0.48169 | 0.97913 | 0.56989 | 0.64102 | 0.31684 | 0.2856 | 0.49009 | 0.29873 | 0.39585 | 0.66649 | 0.59692 | 0.57094 | 0.41081 | 0.441 | 0.65677 | 0.35936 | 0.53629 | 0.28245 | 0.36251 | 0.28245 | 0.47539 | 0.38955 | 0.30949 | 0.50374 | 0.71216 | 0.62081 | 0.8379 | 0.3654 | 0.34597 | 0.47066 | 0.42184 | 0.42709 | 0.83449 | 0.49612 | 0.55046 | 0.25725 | 0.23179 | 0.39454 | 0.2436 | 0.31106 | 0.53445 | 0.47644 | 0.45596 | 0.33311 | 0.35411 | 0.52316 | 0.28849 | 0.42945 | 0.23179 | 0.30109 | 0.2289 | 0.38141 | 0.315 | 0.2583 | 0.40346 | 0.5691 | 0.49613 | 0.6552 | 0.29768 | 0.28061 | 0.37354 | 0.34676 | 0.35201 | 0.65205 | 0.399 | 0.43759
190 | 0.0638 | 0.67195 | 0.0787 | 0.1027 | 0.096377 | 0.38 | 0.0836 | 0.095 | 0.199 | 0.891 | 0.2215 | 0.262 | 0.208 | 1.422 | 0.2189 | 0.233 | 0.40401 | 0.36522 | 0.6241 | 0.38501 | 0.52857 | 0.86133 | 0.79747 | 0.75683 | 0.54308 | 0.5795 | 0.87638 | 0.47104 | 0.70617 | 0.35704 | 0.46049 | 0.36839 | 0.62436 | 0.50693 | 0.38264 | 0.65946 | 0.94446 | 0.82545 | 1.1484 | 0.47368 | 0.44808 | 0.63703 | 0.54256 | 0.53833 | 1.1429 | 0.64838 | 0.74601 | 0.36232 | 0.32696 | 0.56551 | 0.34121 | 0.46365 | 0.77029 | 0.69244 | 0.66263 | 0.47183 | 0.50904 | 0.7629 | 0.41536 | 0.62172 | 0.32063 | 0.40929 | 0.32538 | 0.55021 | 0.44703 | 0.34807 | 0.58372 | 0.82729 | 0.72147 | 0.98932 | 0.41826 | 0.39662 | 0.55047 | 0.47949 | 0.48424 | 0.98431 | 0.5729 | 0.64442 | 0.31851 | 0.28711 | 0.49268 | 0.30031 | 0.39794 | 0.67001 | 0.60008 | 0.57396 | 0.41299 | 0.44333 | 0.66025 | 0.36126 | 0.53913 | 0.28394 | 0.36443 | 0.28394 | 0.4779 | 0.39161 | 0.31112 | 0.5064 | 0.71593 | 0.6241 | 0.84233 | 0.36733 | 0.34781 | 0.47315 | 0.42407 | 0.42935 | 0.8389 | 0.49875 | 0.55338 | 0.25861 | 0.23301 | 0.39662 | 0.24489 | 0.31271 | 0.53728 | 0.47896 | 0.45838 | 0.33488 | 0.35599 | 0.52593 | 0.29001 | 0.43172 | 0.23301 | 0.30268 | 0.23011 | 0.38343 | 0.31667 | 0.25967 | 0.4056 | 0.57211 | 0.49875 | 0.65867 | 0.29925 | 0.2821 | 0.37551 | 0.3486 | 0.35387 | 0.6555 | 0.40111 | 0.4399
191 | 0.06432 | 0.67555 | 0.07933 | 0.10353 | 0.096884 | 0.382 | 0.08404 | 0.0955 | 0.2001 | 0.8959 | 0.22285 | 0.2638 | 0.2092 | 1.4298 | 0.22031 | 0.2347 | 0.40614 | 0.36714 | 0.62738 | 0.38704 | 0.53135 | 0.86587 | 0.80167 | 0.76082 | 0.54594 | 0.58255 | 0.88099 | 0.47352 | 0.70988 | 0.35892 | 0.46291 | 0.37033 | 0.62765 | 0.5096 | 0.38465 | 0.66293 | 0.94943 | 0.82979 | 1.1545 | 0.47617 | 0.45044 | 0.64038 | 0.54541 | 0.54117 | 1.1489 | 0.65179 | 0.74994 | 0.36423 | 0.32868 | 0.56849 | 0.343 | 0.46609 | 0.77435 | 0.69609 | 0.66611 | 0.47432 | 0.51172 | 0.76692 | 0.41755 | 0.62499 | 0.32231 | 0.41145 | 0.32709 | 0.5531 | 0.44938 | 0.3499 | 0.58679 | 0.83165 | 0.72527 | 0.99453 | 0.42047 | 0.39871 | 0.55337 | 0.48201 | 0.48678 | 0.98949 | 0.57592 | 0.64781 | 0.32019 | 0.28862 | 0.49527 | 0.30189 | 0.40004 | 0.67354 | 0.60324 | 0.57698 | 0.41516 | 0.44567 | 0.66372 | 0.36317 | 0.54196 | 0.28544 | 0.36635 | 0.28544 | 0.48042 | 0.39367 | 0.31276 | 0.50907 | 0.7197 | 0.62738 | 0.84677 | 0.36927 | 0.34964 | 0.47564 | 0.4263 | 0.43161 | 0.84332 | 0.50137 | 0.55629 | 0.25997 | 0.23424 | 0.39871 | 0.24618 | 0.31435 | 0.54011 | 0.48148 | 0.46079 | 0.33664 | 0.35786 | 0.5287 | 0.29154 | 0.43399 | 0.23424 | 0.30427 | 0.23132 | 0.38545 | 0.31833 | 0.26103 | 0.40773 | 0.57512 | 0.50137 | 0.66213 | 0.30083 | 0.28358 | 0.37749 | 0.35043 | 0.35574 | 0.65895 | 0.40322 | 0.44222
192 | 0.06484 | 0.67914 | 0.07996 | 0.10436 | 0.097391 | 0.384 | 0.08448 | 0.096 | 0.2012 | 0.9008 | 0.2242 | 0.2656 | 0.2104 | 1.4376 | 0.22172 | 0.2364 | 0.40827 | 0.36907 | 0.63067 | 0.38907 | 0.53413 | 0.8704 | 0.80587 | 0.7648 | 0.5488 | 0.5856 | 0.8856 | 0.476 | 0.7136 | 0.3608 | 0.46533 | 0.37227 | 0.63093 | 0.51227 | 0.38667 | 0.6664 | 0.9544 | 0.83413 | 1.1605 | 0.47867 | 0.4528 | 0.64373 | 0.54827 | 0.544 | 1.1549 | 0.6552 | 0.75387 | 0.36613 | 0.3304 | 0.57147 | 0.3448 | 0.46853 | 0.7784 | 0.69973 | 0.6696 | 0.4768 | 0.5144 | 0.77093 | 0.41973 | 0.62827 | 0.324 | 0.4136 | 0.3288 | 0.556 | 0.45173 | 0.35173 | 0.58987 | 0.836 | 0.72907 | 0.99973 | 0.42267 | 0.4008 | 0.55627 | 0.48453 | 0.48933 | 0.99467 | 0.57893 | 0.6512 | 0.32187 | 0.29013 | 0.49787 | 0.30347 | 0.40213 | 0.67707 | 0.6064 | 0.58 | 0.41733 | 0.448 | 0.6672 | 0.36507 | 0.5448 | 0.28693 | 0.36827 | 0.28693 | 0.48293 | 0.39573 | 0.3144 | 0.51173 | 0.72347 | 0.63067 | 0.8512 | 0.3712 | 0.35147 | 0.47813 | 0.42853 | 0.43387 | 0.84773 | 0.504 | 0.5592 | 0.26133 | 0.23547 | 0.4008 | 0.24747 | 0.316 | 0.54293 | 0.484 | 0.4632 | 0.3384 | 0.35973 | 0.53147 | 0.29307 | 0.43627 | 0.23547 | 0.30587 | 0.23253 | 0.38747 | 0.32 | 0.2624 | 0.40987 | 0.57813 | 0.504 | 0.6656 | 0.3024 | 0.28507 | 0.37947 | 0.35227 | 0.3576 | 0.6624 | 0.40533 | 0.44453
193 | 0.06536 | 0.68274 | 0.08059 | 0.10519 | 0.097899 | 0.386 | 0.08492 | 0.0965 | 0.2023 | 0.9057 | 0.22555 | 0.2674 | 0.2116 | 1.4454 | 0.22313 | 0.2381 | 0.41039 | 0.37099 | 0.63395 | 0.39109 | 0.53692 | 0.87493 | 0.81006 | 0.76878 | 0.55166 | 0.58865 | 0.89021 | 0.47848 | 0.71732 | 0.36268 | 0.46776 | 0.37421 | 0.63422 | 0.51493 | 0.38868 | 0.66987 | 0.95937 | 0.83848 | 1.1666 | 0.48116 | 0.45516 | 0.64709 | 0.55112 | 0.54683 | 1.1609 | 0.65861 | 0.75779 | 0.36804 | 0.33212 | 0.57444 | 0.3466 | 0.47097 | 0.78245 | 0.70338 | 0.67309 | 0.47928 | 0.51708 | 0.77495 | 0.42192 | 0.63154 | 0.32569 | 0.41575 | 0.33051 | 0.5589 | 0.45409 | 0.35357 | 0.59294 | 0.84035 | 0.73286 | 1.0049 | 0.42487 | 0.40289 | 0.55916 | 0.48706 | 0.49188 | 0.99985 | 0.58195 | 0.65459 | 0.32354 | 0.29164 | 0.50046 | 0.30505 | 0.40423 | 0.68059 | 0.60956 | 0.58302 | 0.41951 | 0.45033 | 0.67067 | 0.36697 | 0.54764 | 0.28843 | 0.37018 | 0.28843 | 0.48545 | 0.39779 | 0.31604 | 0.5144 | 0.72723 | 0.63395 | 0.85563 | 0.37313 | 0.3533 | 0.48062 | 0.43077 | 0.43613 | 0.85215 | 0.50662 | 0.56211 | 0.26269 | 0.23669 | 0.40289 | 0.24876 | 0.31765 | 0.54576 | 0.48652 | 0.46561 | 0.34016 | 0.36161 | 0.53424 | 0.29459 | 0.43854 | 0.23669 | 0.30746 | 0.23374 | 0.38948 | 0.32167 | 0.26377 | 0.412 | 0.58114 | 0.50662 | 0.66907 | 0.30398 | 0.28655 | 0.38144 | 0.3541 | 0.35946 | 0.66585 | 0.40744 | 0.44685
194 | 0.06588 | 0.68634 | 0.08122 | 0.10602 | 0.098406 | 0.388 | 0.08536 | 0.097 | 0.2034 | 0.9106 | 0.2269 | 0.2692 | 0.2128 | 1.4532 | 0.22454 | 0.2398 | 0.41252 | 0.37291 | 0.63724 | 0.39312 | 0.5397 | 0.87947 | 0.81426 | 0.77277 | 0.55452 | 0.5917 | 0.89483 | 0.48096 | 0.72103 | 0.36456 | 0.47018 | 0.37614 | 0.63751 | 0.5176 | 0.39069 | 0.67334 | 0.96434 | 0.84282 | 1.1726 | 0.48365 | 0.45752 | 0.65044 | 0.55398 | 0.54967 | 1.167 | 0.66203 | 0.76172 | 0.36995 | 0.33384 | 0.57742 | 0.34839 | 0.47341 | 0.78651 | 0.70702 | 0.67658 | 0.48177 | 0.51976 | 0.77896 | 0.42411 | 0.63481 | 0.32738 | 0.41791 | 0.33223 | 0.56179 | 0.45644 | 0.3554 | 0.59601 | 0.84471 | 0.73666 | 1.0101 | 0.42707 | 0.40497 | 0.56206 | 0.48958 | 0.49443 | 1.005 | 0.58496 | 0.65798 | 0.32522 | 0.29316 | 0.50305 | 0.30663 | 0.40632 | 0.68412 | 0.61272 | 0.58604 | 0.42168 | 0.45267 | 0.67415 | 0.36887 | 0.55048 | 0.28992 | 0.3721 | 0.28992 | 0.48796 | 0.39986 | 0.31767 | 0.51706 | 0.731 | 0.63724 | 0.86007 | 0.37507 | 0.35513 | 0.48311 | 0.433 | 0.43839 | 0.85656 | 0.50925 | 0.56503 | 0.26406 | 0.23792 | 0.40497 | 0.25004 | 0.31929 | 0.54859 | 0.48904 | 0.46803 | 0.34193 | 0.36348 | 0.537 | 0.29612 | 0.44081 | 0.23792 | 0.30905 | 0.23496 | 0.3915 | 0.32333 | 0.26513 | 0.41414 | 0.58416 | 0.50925 | 0.67253 | 0.30555 | 0.28804 | 0.38342 | 0.35594 | 0.36132 | 0.6693 | 0.40956 | 0.44916
195 | 0.0664 | 0.68994 | 0.08185 | 0.10685 | 0.098913 | 0.39 | 0.0858 | 0.0975 | 0.2045 | 0.9155 | 0.22825 | 0.271 | 0.214 | 1.461 | 0.22595 | 0.2415 | 0.41465 | 0.37483 | 0.64052 | 0.39515 | 0.54248 | 0.884 | 0.81846 | 0.77675 | 0.55738 | 0.59475 | 0.89944 | 0.48344 | 0.72475 | 0.36644 | 0.4726 | 0.37808 | 0.64079 | 0.52027 | 0.39271 | 0.67681 | 0.96931 | 0.84717 | 1.1787 | 0.48615 | 0.45988 | 0.65379 | 0.55683 | 0.5525 | 1.173 | 0.66544 | 0.76565 | 0.37185 | 0.33556 | 0.5804 | 0.35019 | 0.47585 | 0.79056 | 0.71067 | 0.68006 | 0.48425 | 0.52244 | 0.78298 | 0.42629 | 0.63808 | 0.32906 | 0.42006 | 0.33394 | 0.56469 | 0.45879 | 0.35723 | 0.59908 | 0.84906 | 0.74046 | 1.0154 | 0.42927 | 0.40706 | 0.56496 | 0.4921 | 0.49698 | 1.0102 | 0.58798 | 0.66137 | 0.3269 | 0.29467 | 0.50565 | 0.30821 | 0.40842 | 0.68765 | 0.61587 | 0.58906 | 0.42385 | 0.455 | 0.67762 | 0.37077 | 0.55331 | 0.29142 | 0.37402 | 0.29142 | 0.49048 | 0.40192 | 0.31931 | 0.51973 | 0.73477 | 0.64052 | 0.8645 | 0.377 | 0.35696 | 0.4856 | 0.43523 | 0.44065 | 0.86098 | 0.51187 | 0.56794 | 0.26542 | 0.23915 | 0.40706 | 0.25133 | 0.32094 | 0.55142 | 0.49156 | 0.47044 | 0.34369 | 0.36535 | 0.53977 | 0.29765 | 0.44308 | 0.23915 | 0.31065 | 0.23617 | 0.39352 | 0.325 | 0.2665 | 0.41627 | 0.58717 | 0.51187 | 0.676 | 0.30713 | 0.28952 | 0.3854 | 0.35777 | 0.36319 | 0.67275 | 0.41167 | 0.45148
196 | 0.06692 | 0.69354 | 0.08248 | 0.10768 | 0.09942 | 0.392 | 0.08624 | 0.098 | 0.2056 | 0.9204 | 0.2296 | 0.2728 | 0.2152 | 1.4688 | 0.22736 | 0.2432 | 0.41677 | 0.37676 | 0.64381 | 0.39717 | 0.54526 | 0.88853 | 0.82266 | 0.78073 | 0.56023 | 0.5978 | 0.90405 | 0.48592 | 0.72847 | 0.36832 | 0.47503 | 0.38002 | 0.64408 | 0.52294 | 0.39472 | 0.68028 | 0.97428 | 0.85151 | 1.1847 | 0.48864 | 0.46223 | 0.65714 | 0.55969 | 0.55533 | 1.179 | 0.66885 | 0.76957 | 0.37376 | 0.33728 | 0.58337 | 0.35198 | 0.47829 | 0.79462 | 0.71431 | 0.68355 | 0.48673 | 0.52512 | 0.78699 | 0.42848 | 0.64136 | 0.33075 | 0.42222 | 0.33565 | 0.56758 | 0.46114 | 0.35906 | 0.60216 | 0.85342 | 0.74426 | 1.0206 | 0.43147 | 0.40915 | 0.56786 | 0.49463 | 0.49953 | 1.0154 | 0.59099 | 0.66477 | 0.32857 | 0.29618 | 0.50824 | 0.30979 | 0.41051 | 0.69117 | 0.61903 | 0.59208 | 0.42603 | 0.45733 | 0.6811 | 0.37267 | 0.55615 | 0.29291 | 0.37594 | 0.29291 | 0.49299 | 0.40398 | 0.32095 | 0.52239 | 0.73854 | 0.64381 | 0.86893 | 0.37893 | 0.35879 | 0.48809 | 0.43746 | 0.44291 | 0.8654 | 0.5145 | 0.57085 | 0.26678 | 0.24037 | 0.40915 | 0.25262 | 0.32258 | 0.55424 | 0.49408 | 0.47285 | 0.34545 | 0.36723 | 0.54254 | 0.29917 | 0.44536 | 0.24037 | 0.31224 | 0.23738 | 0.39554 | 0.32667 | 0.26787 | 0.41841 | 0.59018 | 0.5145 | 0.67947 | 0.3087 | 0.29101 | 0.38737 | 0.35961 | 0.36505 | 0.6762 | 0.41378 | 0.45379
197 | 0.06744 | 0.69713 | 0.08311 | 0.10851 | 0.099928 | 0.394 | 0.08668 | 0.0985 | 0.2067 | 0.9253 | 0.23095 | 0.2746 | 0.2164 | 1.4766 | 0.22877 | 0.2449 | 0.4189 | 0.37868 | 0.64709 | 0.3992 | 0.54804 | 0.89307 | 0.82685 | 0.78472 | 0.56309 | 0.60085 | 0.90866 | 0.4884 | 0.73218 | 0.3702 | 0.47745 | 0.38196 | 0.64736 | 0.52561 | 0.39674 | 0.68375 | 0.97925 | 0.85586 | 1.1908 | 0.49113 | 0.46459 | 0.6605 | 0.56254 | 0.55817 | 1.185 | 0.67226 | 0.7735 | 0.37567 | 0.339 | 0.58635 | 0.35378 | 0.48073 | 0.79867 | 0.71796 | 0.68704 | 0.48922 | 0.5278 | 0.79101 | 0.43066 | 0.64463 | 0.33244 | 0.42437 | 0.33736 | 0.57048 | 0.4635 | 0.36089 | 0.60523 | 0.85777 | 0.74805 | 1.0258 | 0.43367 | 0.41124 | 0.57075 | 0.49715 | 0.50208 | 1.0206 | 0.59401 | 0.66816 | 0.33025 | 0.29769 | 0.51083 | 0.31137 | 0.41261 | 0.6947 | 0.62219 | 0.5951 | 0.4282 | 0.45967 | 0.68457 | 0.37457 | 0.55899 | 0.29441 | 0.37786 | 0.29441 | 0.49551 | 0.40604 | 0.32259 | 0.52506 | 0.74231 | 0.64709 | 0.87337 | 0.38087 | 0.36062 | 0.49058 | 0.43969 | 0.44517 | 0.86981 | 0.51712 | 0.57376 | 0.26814 | 0.2416 | 0.41124 | 0.25391 | 0.32423 | 0.55707 | 0.4966 | 0.47526 | 0.34721 | 0.3691 | 0.54531 | 0.3007 | 0.44763 | 0.2416 | 0.31383 | 0.23859 | 0.39756 | 0.32833 | 0.26923 | 0.42054 | 0.59319 | 0.51712 | 0.68293 | 0.31028 | 0.29249 | 0.38935 | 0.36144 | 0.36691 | 0.67965 | 0.41589 | 0.45611
198 | 0.06796 | 0.70073 | 0.08374 | 0.10934 | 0.10043 | 0.396 | 0.08712 | 0.099 | 0.2078 | 0.9302 | 0.2323 | 0.2764 | 0.2176 | 1.4844 | 0.23018 | 0.2466 | 0.42103 | 0.3806 | 0.65038 | 0.40122 | 0.55082 | 0.8976 | 0.83105 | 0.7887 | 0.56595 | 0.6039 | 0.91328 | 0.49088 | 0.7359 | 0.37208 | 0.47987 | 0.3839 | 0.65065 | 0.52828 | 0.39875 | 0.68722 | 0.98422 | 0.8602 | 1.1968 | 0.49362 | 0.46695 | 0.66385 | 0.5654 | 0.561 | 1.191 | 0.67568 | 0.77743 | 0.37757 | 0.34072 | 0.58933 | 0.35558 | 0.48317 | 0.80272 | 0.7216 | 0.69053 | 0.4917 | 0.53048 | 0.79503 | 0.43285 | 0.6479 | 0.33413 | 0.42652 | 0.33908 | 0.57337 | 0.46585 | 0.36272 | 0.6083 | 0.86212 | 0.75185 | 1.031 | 0.43588 | 0.41332 | 0.57365 | 0.49968 | 0.50462 | 1.0258 | 0.59702 | 0.67155 | 0.33193 | 0.2992 | 0.51343 | 0.31295 | 0.4147 | 0.69823 | 0.62535 | 0.59812 | 0.43037 | 0.462 | 0.68805 | 0.37648 | 0.56183 | 0.2959 | 0.37977 | 0.2959 | 0.49803 | 0.4081 | 0.32422 | 0.52772 | 0.74607 | 0.65038 | 0.8778 | 0.3828 | 0.36245 | 0.49307 | 0.44193 | 0.44743 | 0.87423 | 0.51975 | 0.57668 | 0.2695 | 0.24283 | 0.41332 | 0.2552 | 0.32588 | 0.5599 | 0.49912 | 0.47768 | 0.34898 | 0.37097 | 0.54808 | 0.30223 | 0.4499 | 0.24282 | 0.31542 | 0.2398 | 0.39958 | 0.33 | 0.2706 | 0.42267 | 0.5962 | 0.51975 | 0.6864 | 0.31185 | 0.29398 | 0.39133 | 0.36328 | 0.36877 | 0.6831 | 0.418 | 0.45843
199 | 0.06848 | 0.70433 | 0.08437 | 0.11017 | 0.10094 | 0.398 | 0.08756 | 0.0995 | 0.2089 | 0.9351 | 0.23365 | 0.2782 | 0.2188 | 1.4922 | 0.23159 | 0.2483 | 0.42315 | 0.38252 | 0.65366 | 0.40325 | 0.55361 | 0.90213 | 0.83525 | 0.79268 | 0.56881 | 0.60695 | 0.91789 | 0.49335 | 0.73962 | 0.37395 | 0.4823 | 0.38584 | 0.65394 | 0.53094 | 0.40076 | 0.6907 | 0.9892 | 0.86455 | 1.2028 | 0.49612 | 0.46931 | 0.6672 | 0.56826 | 0.56383 | 1.197 | 0.67909 | 0.78135 | 0.37948 | 0.34245 | 0.5923 | 0.35737 | 0.48562 | 0.80678 | 0.72524 | 0.69401 | 0.49418 | 0.53315 | 0.79904 | 0.43504 | 0.65117 | 0.33581 | 0.42868 | 0.34079 | 0.57627 | 0.4682 | 0.36456 | 0.61137 | 0.86648 | 0.75565 | 1.0362 | 0.43808 | 0.41541 | 0.57655 | 0.5022 | 0.50717 | 1.0309 | 0.60004 | 0.67494 | 0.3336 | 0.30071 | 0.51602 | 0.31453 | 0.41679 | 0.70175 | 0.62851 | 0.60115 | 0.43255 | 0.46433 | 0.69152 | 0.37838 | 0.56466 | 0.29739 | 0.38169 | 0.29739 | 0.50054 | 0.41016 | 0.32586 | 0.53039 | 0.74984 | 0.65366 | 0.88223 | 0.38473 | 0.36428 | 0.49557 | 0.44416 | 0.44968 | 0.87864 | 0.52237 | 0.57959 | 0.27086 | 0.24405 | 0.41541 | 0.25649 | 0.32752 | 0.56273 | 0.50165 | 0.48009 | 0.35074 | 0.37285 | 0.55084 | 0.30375 | 0.45217 | 0.24405 | 0.31702 | 0.24101 | 0.40159 | 0.33167 | 0.27197 | 0.42481 | 0.59921 | 0.52237 | 0.68987 | 0.31343 | 0.29546 | 0.3933 | 0.36511 | 0.37064 | 0.68655 | 0.42011 | 0.46074
200 | 0.069 | 0.70793 | 0.085 | 0.111 | 0.10145 | 0.4 | 0.088 | 0.1 | 0.21 | 0.94 | 0.235 | 0.28 | 0.22 | 1.5 | 0.233 | 0.25 | 0.42528 | 0.38444 | 0.65694 | 0.40528 | 0.55639 | 0.90667 | 0.83944 | 0.79667 | 0.57167 | 0.61 | 0.9225 | 0.49583 | 0.74333 | 0.37583 | 0.48472 | 0.38778 | 0.65722 | 0.53361 | 0.40278 | 0.69417 | 0.99417 | 0.86889 | 1.2089 | 0.49861 | 0.47167 | 0.67056 | 0.57111 | 0.56667 | 1.2031 | 0.6825 | 0.78528 | 0.38139 | 0.34417 | 0.59528 | 0.35917 | 0.48806 | 0.81083 | 0.72889 | 0.6975 | 0.49667 | 0.53583 | 0.80306 | 0.43722 | 0.65444 | 0.3375 | 0.43083 | 0.3425 | 0.57917 | 0.47056 | 0.36639 | 0.61444 | 0.87083 | 0.75944 | 1.0414 | 0.44028 | 0.4175 | 0.57944 | 0.50472 | 0.50972 | 1.0361 | 0.60306 | 0.67833 | 0.33528 | 0.30222 | 0.51861 | 0.31611 | 0.41889 | 0.70528 | 0.63167 | 0.60417 | 0.43472 | 0.46667 | 0.695 | 0.38028 | 0.5675 | 0.29889 | 0.38361 | 0.29889 | 0.50306 | 0.41222 | 0.3275 | 0.53306 | 0.75361 | 0.65694 | 0.88667 | 0.38667 | 0.36611 | 0.49806 | 0.44639 | 0.45194 | 0.88306 | 0.525 | 0.5825 | 0.27222 | 0.24528 | 0.4175 | 0.25778 | 0.32917 | 0.56556 | 0.50417 | 0.4825 | 0.3525 | 0.37472 | 0.55361 | 0.30528 | 0.45444 | 0.24528 | 0.31861 | 0.24222 | 0.40361 | 0.33333 | 0.27333 | 0.42694 | 0.60222 | 0.525 | 0.69333 | 0.315 | 0.29694 | 0.39528 | 0.36694 | 0.3725 | 0.69 | 0.42222 | 0.46306
201 | 0.06987 | 0.71164 | 0.08607 | 0.1124 | 0.10196 | 0.4021 | 0.08888 | 0.101 | 0.2114 | 0.9456 | 0.23672 | 0.2823 | 0.2217 | 1.508 | 0.2352 | 0.2529 | 0.4274 | 0.38637 | 0.66023 | 0.4073 | 0.55917 | 0.9112 | 0.84364 | 0.80065 | 0.57453 | 0.61305 | 0.92711 | 0.49831 | 0.74705 | 0.37771 | 0.48715 | 0.38972 | 0.66051 | 0.53628 | 0.40479 | 0.69764 | 0.99914 | 0.87323 | 1.2149 | 0.5011 | 0.47403 | 0.67391 | 0.57397 | 0.5695 | 1.2091 | 0.68591 | 0.7892 | 0.3833 | 0.34589 | 0.59825 | 0.36096 | 0.4905 | 0.81489 | 0.73253 | 0.70099 | 0.49915 | 0.53851 | 0.80707 | 0.43941 | 0.65772 | 0.33919 | 0.43299 | 0.34421 | 0.58206 | 0.47291 | 0.36822 | 0.61752 | 0.87519 | 0.76324 | 1.0466 | 0.44248 | 0.41959 | 0.58234 | 0.50725 | 0.51227 | 1.0413 | 0.60607 | 0.68172 | 0.33695 | 0.30373 | 0.5212 | 0.31769 | 0.42098 | 0.7088 | 0.63482 | 0.60719 | 0.4369 | 0.469 | 0.69847 | 0.38218 | 0.57034 | 0.30038 | 0.38553 | 0.30038 | 0.50557 | 0.41428 | 0.32914 | 0.53572 | 0.75738 | 0.66023 | 0.8911 | 0.3886 | 0.36794 | 0.50055 | 0.44862 | 0.4542 | 0.88747 | 0.52762 | 0.58541 | 0.27358 | 0.2465 | 0.41959 | 0.25907 | 0.33081 | 0.56838 | 0.50669 | 0.48491 | 0.35426 | 0.3766 | 0.55638 | 0.3068 | 0.45672 | 0.2465 | 0.3202 | 0.24343 | 0.40563 | 0.335 | 0.2747 | 0.42908 | 0.60523 | 0.52762 | 0.6968 | 0.31658 | 0.29843 | 0.39725 | 0.36878 | 0.37436 | 0.69345 | 0.42433 | 0.46537
202 | 0.07074 | 0.71535 | 0.08714 | 0.1138 | 0.10246 | 0.4042 | 0.08976 | 0.102 | 0.2128 | 0.9512 | 0.23844 | 0.2846 | 0.2234 | 1.516 | 0.2374 | 0.2558 | 0.42953 | 0.38829 | 0.66351 | 0.40933 | 0.56195 | 0.91573 | 0.84784 | 0.80463 | 0.57738 | 0.6161 | 0.93173 | 0.50079 | 0.75077 | 0.37959 | 0.48957 | 0.39166 | 0.66379 | 0.53895 | 0.40681 | 0.70111 | 1.0041 | 0.87758 | 1.221 | 0.5036 | 0.47638 | 0.67726 | 0.57682 | 0.57233 | 1.2151 | 0.68933 | 0.79313 | 0.3852 | 0.34761 | 0.60123 | 0.36276 | 0.49294 | 0.81894 | 0.73618 | 0.70448 | 0.50163 | 0.54119 | 0.81109 | 0.44159 | 0.66099 | 0.34088 | 0.43514 | 0.34593 | 0.58496 | 0.47526 | 0.37005 | 0.62059 | 0.87954 | 0.76704 | 1.0518 | 0.44468 | 0.42167 | 0.58524 | 0.50977 | 0.51482 | 1.0465 | 0.60909 | 0.68512 | 0.33863 | 0.30524 | 0.5238 | 0.31927 | 0.42308 | 0.71233 | 0.63798 | 0.61021 | 0.43907 | 0.47133 | 0.70195 | 0.38408 | 0.57318 | 0.30188 | 0.38745 | 0.30188 | 0.50809 | 0.41634 | 0.33077 | 0.53839 | 0.76115 | 0.66351 | 0.89553 | 0.39053 | 0.36977 | 0.50304 | 0.45085 | 0.45646 | 0.89189 | 0.53025 | 0.58833 | 0.27494 | 0.24773 | 0.42167 | 0.26036 | 0.33246 | 0.57121 | 0.50921 | 0.48733 | 0.35603 | 0.37847 | 0.55915 | 0.30833 | 0.45899 | 0.24773 | 0.3218 | 0.24464 | 0.40765 | 0.33667 | 0.27607 | 0.43121 | 0.60824 | 0.53025 | 0.70027 | 0.31815 | 0.29991 | 0.39923 | 0.37061 | 0.37622 | 0.6969 | 0.42644 | 0.46769
203 | 0.07161 | 0.71906 | 0.08821 | 0.1152 | 0.10297 | 0.4063 | 0.09064 | 0.103 | 0.2142 | 0.9568 | 0.24016 | 0.2869 | 0.2251 | 1.524 | 0.2396 | 0.2587 | 0.43166 | 0.39021 | 0.6668 | 0.41136 | 0.56473 | 0.92027 | 0.85204 | 0.80862 | 0.58024 | 0.61915 | 0.93634 | 0.50327 | 0.75448 | 0.38147 | 0.49199 | 0.39359 | 0.66708 | 0.54162 | 0.40882 | 0.70458 | 1.0091 | 0.88192 | 1.227 | 0.50609 | 0.47874 | 0.68061 | 0.57968 | 0.57517 | 1.2211 | 0.69274 | 0.79706 | 0.38711 | 0.34933 | 0.60421 | 0.36455 | 0.49538 | 0.823 | 0.73982 | 0.70796 | 0.50412 | 0.54387 | 0.8151 | 0.44378 | 0.66426 | 0.34256 | 0.4373 | 0.34764 | 0.58785 | 0.47761 | 0.37188 | 0.62366 | 0.8839 | 0.77084 | 1.057 | 0.44688 | 0.42376 | 0.58814 | 0.51229 | 0.51737 | 1.0517 | 0.6121 | 0.68851 | 0.34031 | 0.30676 | 0.52639 | 0.32085 | 0.42517 | 0.71586 | 0.64114 | 0.61323 | 0.44124 | 0.47367 | 0.70542 | 0.38598 | 0.57601 | 0.30337 | 0.38937 | 0.30337 | 0.5106 | 0.41841 | 0.33241 | 0.54105 | 0.76491 | 0.6668 | 0.89997 | 0.39247 | 0.3716 | 0.50553 | 0.45309 | 0.45872 | 0.8963 | 0.53287 | 0.59124 | 0.27631 | 0.24896 | 0.42376 | 0.26164 | 0.3341 | 0.57404 | 0.51173 | 0.48974 | 0.35779 | 0.38034 | 0.56192 | 0.30986 | 0.46126 | 0.24896 | 0.32339 | 0.24586 | 0.40967 | 0.33833 | 0.27743 | 0.43335 | 0.61126 | 0.53287 | 0.70373 | 0.31973 | 0.3014 | 0.40121 | 0.37245 | 0.37809 | 0.70035 | 0.42856 | 0.47
204 | 0.07248 | 0.72276 | 0.08928 | 0.1166 | 0.10348 | 0.4084 | 0.09152 | 0.104 | 0.2156 | 0.9624 | 0.24188 | 0.2892 | 0.2268 | 1.532 | 0.2418 | 0.2616 | 0.43378 | 0.39213 | 0.67008 | 0.41338 | 0.56752 | 0.9248 | 0.85623 | 0.8126 | 0.5831 | 0.6222 | 0.94095 | 0.50575 | 0.7582 | 0.38335 | 0.49442 | 0.39553 | 0.67037 | 0.54428 | 0.41083 | 0.70805 | 1.014 | 0.88627 | 1.2331 | 0.50858 | 0.4811 | 0.68397 | 0.58253 | 0.578 | 1.2271 | 0.69615 | 0.80098 | 0.38902 | 0.35105 | 0.60718 | 0.36635 | 0.49782 | 0.82705 | 0.74347 | 0.71145 | 0.5066 | 0.54655 | 0.81912 | 0.44597 | 0.66753 | 0.34425 | 0.43945 | 0.34935 | 0.59075 | 0.47997 | 0.37372 | 0.62673 | 0.88825 | 0.77463 | 1.0622 | 0.44908 | 0.42585 | 0.59103 | 0.51482 | 0.51992 | 1.0568 | 0.61512 | 0.6919 | 0.34198 | 0.30827 | 0.52898 | 0.32243 | 0.42727 | 0.71938 | 0.6443 | 0.61625 | 0.44342 | 0.476 | 0.7089 | 0.38788 | 0.57885 | 0.30487 | 0.39128 | 0.30487 | 0.51312 | 0.42047 | 0.33405 | 0.54372 | 0.76868 | 0.67008 | 0.9044 | 0.3944 | 0.37343 | 0.50802 | 0.45532 | 0.46098 | 0.90072 | 0.5355 | 0.59415 | 0.27767 | 0.25018 | 0.42585 | 0.26293 | 0.33575 | 0.57687 | 0.51425 | 0.49215 | 0.35955 | 0.38222 | 0.56468 | 0.31138 | 0.46353 | 0.25018 | 0.32498 | 0.24707 | 0.41168 | 0.34 | 0.2788 | 0.43548 | 0.61427 | 0.5355 | 0.7072 | 0.3213 | 0.30288 | 0.40318 | 0.37428 | 0.37995 | 0.7038 | 0.43067 | 0.47232
205 | 0.07335 | 0.72647 | 0.09035 | 0.118 | 0.10399 | 0.4105 | 0.0924 | 0.105 | 0.217 | 0.968 | 0.2436 | 0.2915 | 0.2285 | 1.54 | 0.244 | 0.2645 | 0.43591 | 0.39406 | 0.67337 | 0.41541 | 0.5703 | 0.92933 | 0.86043 | 0.81658 | 0.58596 | 0.62525 | 0.94556 | 0.50823 | 0.76192 | 0.38523 | 0.49684 | 0.39747 | 0.67365 | 0.54695 | 0.41285 | 0.71152 | 1.019 | 0.89061 | 1.2391 | 0.51108 | 0.48346 | 0.68732 | 0.58539 | 0.58083 | 1.2331 | 0.69956 | 0.80491 | 0.39092 | 0.35277 | 0.61016 | 0.36815 | 0.50026 | 0.8311 | 0.74711 | 0.71494 | 0.50908 | 0.54923 | 0.82313 | 0.44815 | 0.67081 | 0.34594 | 0.4416 | 0.35106 | 0.59365 | 0.48232 | 0.37555 | 0.62981 | 0.8926 | 0.77843 | 1.0674 | 0.45128 | 0.42794 | 0.59393 | 0.51734 | 0.52247 | 1.062 | 0.61813 | 0.69529 | 0.34366 | 0.30978 | 0.53158 | 0.32401 | 0.42936 | 0.72291 | 0.64746 | 0.61927 | 0.44559 | 0.47833 | 0.71237 | 0.38978 | 0.58169 | 0.30636 | 0.3932 | 0.30636 | 0.51563 | 0.42253 | 0.33569 | 0.54638 | 0.77245 | 0.67337 | 0.90883 | 0.39633 | 0.37526 | 0.51051 | 0.45755 | 0.46324 | 0.90513 | 0.53812 | 0.59706 | 0.27903 | 0.25141 | 0.42794 | 0.26422 | 0.3374 | 0.57969 | 0.51677 | 0.49456 | 0.36131 | 0.38409 | 0.56745 | 0.31291 | 0.46581 | 0.25141 | 0.32658 | 0.24828 | 0.4137 | 0.34167 | 0.28017 | 0.43762 | 0.61728 | 0.53812 | 0.71067 | 0.32288 | 0.30437 | 0.40516 | 0.37612 | 0.38181 | 0.70725 | 0.43278 | 0.47463
206 | 0.07422 | 0.73018 | 0.09142 | 0.1194 | 0.10449 | 0.4126 | 0.09328 | 0.106 | 0.2184 | 0.9736 | 0.24532 | 0.2938 | 0.2302 | 1.548 | 0.2462 | 0.2674 | 0.43804 | 0.39598 | 0.67665 | 0.41744 | 0.57308 | 0.93387 | 0.86463 | 0.82057 | 0.58882 | 0.6283 | 0.95018 | 0.51071 | 0.76563 | 0.38711 | 0.49926 | 0.39941 | 0.67694 | 0.54962 | 0.41486 | 0.71499 | 1.024 | 0.89496 | 1.2452 | 0.51357 | 0.48582 | 0.69067 | 0.58824 | 0.58367 | 1.2391 | 0.70298 | 0.80884 | 0.39283 | 0.35449 | 0.61314 | 0.36994 | 0.5027 | 0.83516 | 0.75076 | 0.71843 | 0.51157 | 0.55191 | 0.82715 | 0.45034 | 0.67408 | 0.34763 | 0.44376 | 0.35278 | 0.59654 | 0.48467 | 0.37738 | 0.63288 | 0.89696 | 0.78223 | 1.0726 | 0.45349 | 0.43002 | 0.59683 | 0.51986 | 0.52501 | 1.0672 | 0.62115 | 0.69868 | 0.34534 | 0.31129 | 0.53417 | 0.32559 | 0.43146 | 0.72644 | 0.65062 | 0.62229 | 0.44776 | 0.48067 | 0.71585 | 0.39169 | 0.58453 | 0.30786 | 0.39512 | 0.30786 | 0.51815 | 0.42459 | 0.33732 | 0.54905 | 0.77622 | 0.67665 | 0.91327 | 0.39827 | 0.37709 | 0.513 | 0.45978 | 0.4655 | 0.90955 | 0.54075 | 0.59998 | 0.28039 | 0.25264 | 0.43002 | 0.26551 | 0.33904 | 0.58252 | 0.51929 | 0.49698 | 0.36308 | 0.38596 | 0.57022 | 0.31444 | 0.46808 | 0.25264 | 0.32817 | 0.24949 | 0.41572 | 0.34333 | 0.28153 | 0.43975 | 0.62029 | 0.54075 | 0.71413 | 0.32445 | 0.30585 | 0.40714 | 0.37795 | 0.38367 | 0.7107 | 0.43489 | 0.47695
207 | 0.07509 | 0.73389 | 0.09249 | 0.1208 | 0.105 | 0.4147 | 0.09416 | 0.107 | 0.2198 | 0.9792 | 0.24704 | 0.2961 | 0.2319 | 1.556 | 0.2484 | 0.2703 | 0.44016 | 0.3979 | 0.67994 | 0.41946 | 0.57586 | 0.9384 | 0.86883 | 0.82455 | 0.59168 | 0.63135 | 0.95479 | 0.51319 | 0.76935 | 0.38899 | 0.50169 | 0.40135 | 0.68022 | 0.55229 | 0.41688 | 0.71846 | 1.029 | 0.8993 | 1.2512 | 0.51606 | 0.48818 | 0.69403 | 0.5911 | 0.5865 | 1.2452 | 0.70639 | 0.81276 | 0.39474 | 0.35621 | 0.61611 | 0.37174 | 0.50514 | 0.83921 | 0.7544 | 0.72191 | 0.51405 | 0.55459 | 0.83116 | 0.45253 | 0.67735 | 0.34931 | 0.44591 | 0.35449 | 0.59944 | 0.48703 | 0.37921 | 0.63595 | 0.90131 | 0.78603 | 1.0778 | 0.45569 | 0.43211 | 0.59973 | 0.52239 | 0.52756 | 1.0724 | 0.62416 | 0.70207 | 0.34701 | 0.3128 | 0.53676 | 0.32718 | 0.43355 | 0.72996 | 0.65377 | 0.62531 | 0.44994 | 0.483 | 0.71932 | 0.39359 | 0.58736 | 0.30935 | 0.39704 | 0.30935 | 0.52066 | 0.42665 | 0.33896 | 0.55171 | 0.77999 | 0.67994 | 0.9177 | 0.4002 | 0.37892 | 0.51549 | 0.46201 | 0.46776 | 0.91396 | 0.54337 | 0.60289 | 0.28175 | 0.25386 | 0.43211 | 0.2668 | 0.34069 | 0.58535 | 0.52181 | 0.49939 | 0.36484 | 0.38784 | 0.57299 | 0.31596 | 0.47035 | 0.25386 | 0.32976 | 0.2507 | 0.41774 | 0.345 | 0.2829 | 0.44189 | 0.6233 | 0.54337 | 0.7176 | 0.32603 | 0.30734 | 0.40911 | 0.37979 | 0.38554 | 0.71415 | 0.437 | 0.47926
208 | 0.07596 | 0.7376 | 0.09356 | 0.1222 | 0.10551 | 0.4168 | 0.09504 | 0.108 | 0.2212 | 0.9848 | 0.24876 | 0.2984 | 0.2336 | 1.564 | 0.2506 | 0.2732 | 0.44229 | 0.39982 | 0.68322 | 0.42149 | 0.57864 | 0.94293 | 0.87302 | 0.82853 | 0.59453 | 0.6344 | 0.9594 | 0.51567 | 0.77307 | 0.39087 | 0.50411 | 0.40329 | 0.68351 | 0.55496 | 0.41889 | 0.72193 | 1.0339 | 0.90364 | 1.2572 | 0.51856 | 0.49053 | 0.69738 | 0.59396 | 0.58933 | 1.2512 | 0.7098 | 0.81669 | 0.39664 | 0.35793 | 0.61909 | 0.37353 | 0.50758 | 0.84327 | 0.75804 | 0.7254 | 0.51653 | 0.55727 | 0.83518 | 0.45471 | 0.68062 | 0.351 | 0.44807 | 0.3562 | 0.60233 | 0.48938 | 0.38104 | 0.63902 | 0.90567 | 0.78982 | 1.083 | 0.45789 | 0.4342 | 0.60262 | 0.52491 | 0.53011 | 1.0776 | 0.62718 | 0.70547 | 0.34869 | 0.31431 | 0.53936 | 0.32876 | 0.43564 | 0.73349 | 0.65693 | 0.62833 | 0.45211 | 0.48533 | 0.7228 | 0.39549 | 0.5902 | 0.31084 | 0.39896 | 0.31084 | 0.52318 | 0.42871 | 0.3406 | 0.55438 | 0.78376 | 0.68322 | 0.92213 | 0.40213 | 0.38076 | 0.51798 | 0.46424 | 0.47002 | 0.91838 | 0.546 | 0.6058 | 0.28311 | 0.25509 | 0.4342 | 0.26809 | 0.34233 | 0.58818 | 0.52433 | 0.5018 | 0.3666 | 0.38971 | 0.57576 | 0.31749 | 0.47262 | 0.25509 | 0.33136 | 0.25191 | 0.41976 | 0.34667 | 0.28427 | 0.44402 | 0.62631 | 0.546 | 0.72107 | 0.3276 | 0.30882 | 0.41109 | 0.38162 | 0.3874 | 0.7176 | 0.43911 | 0.48158
209 | 0.07683 | 0.74131 | 0.09463 | 0.1236 | 0.10601 | 0.4189 | 0.09592 | 0.109 | 0.2226 | 0.9904 | 0.25048 | 0.3007 | 0.2353 | 1.572 | 0.2528 | 0.2761 | 0.44442 | 0.40174 | 0.68651 | 0.42352 | 0.58143 | 0.94747 | 0.87722 | 0.83252 | 0.59739 | 0.63745 | 0.96401 | 0.51815 | 0.77678 | 0.39275 | 0.50653 | 0.40523 | 0.6868 | 0.55762 | 0.4209 | 0.7254 | 1.0389 | 0.90799 | 1.2633 | 0.52105 | 0.49289 | 0.70073 | 0.59681 | 0.59217 | 1.2572 | 0.71321 | 0.82062 | 0.39855 | 0.35965 | 0.62207 | 0.37533 | 0.51002 | 0.84732 | 0.76169 | 0.72889 | 0.51902 | 0.55995 | 0.83919 | 0.4569 | 0.68389 | 0.35269 | 0.45022 | 0.35791 | 0.60523 | 0.49173 | 0.38288 | 0.64209 | 0.91002 | 0.79362 | 1.0883 | 0.46009 | 0.43629 | 0.60552 | 0.52743 | 0.53266 | 1.0827 | 0.63019 | 0.70886 | 0.35037 | 0.31582 | 0.54195 | 0.33034 | 0.43774 | 0.73702 | 0.66009 | 0.63135 | 0.45428 | 0.48767 | 0.72627 | 0.39739 | 0.59304 | 0.31234 | 0.40087 | 0.31234 | 0.52569 | 0.43077 | 0.34224 | 0.55704 | 0.78752 | 0.68651 | 0.92657 | 0.40407 | 0.38259 | 0.52047 | 0.46648 | 0.47228 | 0.92279 | 0.54862 | 0.60871 | 0.28447 | 0.25632 | 0.43629 | 0.26938 | 0.34398 | 0.59101 | 0.52685 | 0.50421 | 0.36836 | 0.39158 | 0.57852 | 0.31902 | 0.47489 | 0.25632 | 0.33295 | 0.25312 | 0.42177 | 0.34833 | 0.28563 | 0.44616 | 0.62932 | 0.54862 | 0.72453 | 0.32918 | 0.31031 | 0.41307 | 0.38346 | 0.38926 | 0.72105 | 0.44122 | 0.48389
210 | 0.0777 | 0.74502 | 0.0957 | 0.125 | 0.10652 | 0.421 | 0.0968 | 0.11 | 0.224 | 0.996 | 0.2522 | 0.303 | 0.237 | 1.58 | 0.255 | 0.279 | 0.44654 | 0.40367 | 0.68979 | 0.42554 | 0.58421 | 0.952 | 0.88142 | 0.8365 | 0.60025 | 0.6405 | 0.96863 | 0.52063 | 0.7805 | 0.39463 | 0.50896 | 0.40717 | 0.69008 | 0.56029 | 0.42292 | 0.72887 | 1.0439 | 0.91233 | 1.2693 | 0.52354 | 0.49525 | 0.70408 | 0.59967 | 0.595 | 1.2632 | 0.71663 | 0.82454 | 0.40046 | 0.36137 | 0.62504 | 0.37713 | 0.51246 | 0.85137 | 0.76533 | 0.73238 | 0.5215 | 0.56263 | 0.84321 | 0.45908 | 0.68717 | 0.35438 | 0.45237 | 0.35963 | 0.60812 | 0.49408 | 0.38471 | 0.64517 | 0.91437 | 0.79742 | 1.0935 | 0.46229 | 0.43837 | 0.60842 | 0.52996 | 0.53521 | 1.0879 | 0.63321 | 0.71225 | 0.35204 | 0.31733 | 0.54454 | 0.33192 | 0.43983 | 0.74054 | 0.66325 | 0.63437 | 0.45646 | 0.49 | 0.72975 | 0.39929 | 0.59588 | 0.31383 | 0.40279 | 0.31383 | 0.52821 | 0.43283 | 0.34387 | 0.55971 | 0.79129 | 0.68979 | 0.931 | 0.406 | 0.38442 | 0.52296 | 0.46871 | 0.47454 | 0.92721 | 0.55125 | 0.61163 | 0.28583 | 0.25754 | 0.43837 | 0.27067 | 0.34563 | 0.59383 | 0.52937 | 0.50663 | 0.37013 | 0.39346 | 0.58129 | 0.32054 | 0.47717 | 0.25754 | 0.33454 | 0.25433 | 0.42379 | 0.35 | 0.287 | 0.44829 | 0.63233 | 0.55125 | 0.728 | 0.33075 | 0.31179 | 0.41504 | 0.38529 | 0.39112 | 0.7245 | 0.44333 | 0.48621
211 | 0.07857 | 0.74873 | 0.09677 | 0.1264 | 0.10703 | 0.4231 | 0.09768 | 0.111 | 0.2254 | 1.0016 | 0.25392 | 0.3053 | 0.2387 | 1.588 | 0.2572 | 0.2819 | 0.44867 | 0.40559 | 0.69308 | 0.42757 | 0.58699 | 0.95653 | 0.88561 | 0.84048 | 0.60311 | 0.64355 | 0.97324 | 0.5231 | 0.78422 | 0.3965 | 0.51138 | 0.40911 | 0.69337 | 0.56296 | 0.42493 | 0.73235 | 1.0488 | 0.91668 | 1.2754 | 0.52603 | 0.49761 | 0.70744 | 0.60252 | 0.59783 | 1.2692 | 0.72004 | 0.82847 | 0.40237 | 0.3631 | 0.62802 | 0.37892 | 0.5149 | 0.85543 | 0.76898 | 0.73586 | 0.52398 | 0.5653 | 0.84722 | 0.46127 | 0.69044 | 0.35606 | 0.45453 | 0.36134 | 0.61102 | 0.49644 | 0.38654 | 0.64824 | 0.91873 | 0.80121 | 1.0987 | 0.46449 | 0.44046 | 0.61131 | 0.53248 | 0.53776 | 1.0931 | 0.63622 | 0.71564 | 0.35372 | 0.31884 | 0.54713 | 0.3335 | 0.44193 | 0.74407 | 0.66641 | 0.6374 | 0.45863 | 0.49233 | 0.73322 | 0.40119 | 0.59871 | 0.31533 | 0.40471 | 0.31533 | 0.53072 | 0.43489 | 0.34551 | 0.56237 | 0.79506 | 0.69308 | 0.93543 | 0.40793 | 0.38625 | 0.52545 | 0.47094 | 0.4768 | 0.93162 | 0.55387 | 0.61454 | 0.28719 | 0.25877 | 0.44046 | 0.27196 | 0.34727 | 0.59666 | 0.5319 | 0.50904 | 0.37189 | 0.39533 | 0.58406 | 0.32207 | 0.47944 | 0.25877 | 0.33613 | 0.25554 | 0.42581 | 0.35167 | 0.28837 | 0.45043 | 0.63534 | 0.55388 | 0.73147 | 0.33233 | 0.31328 | 0.41702 | 0.38713 | 0.39299 | 0.72795 | 0.44544 | 0.48852
212 | 0.07944 | 0.75244 | 0.09784 | 0.1278 | 0.10754 | 0.4252 | 0.09856 | 0.112 | 0.2268 | 1.0072 | 0.25564 | 0.3076 | 0.2404 | 1.596 | 0.2594 | 0.2848 | 0.45079 | 0.40751 | 0.69636 | 0.42959 | 0.58977 | 0.96107 | 0.88981 | 0.84447 | 0.60597 | 0.6466 | 0.97785 | 0.52558 | 0.78793 | 0.39838 | 0.51381 | 0.41104 | 0.69666 | 0.56563 | 0.42694 | 0.73582 | 1.0538 | 0.92102 | 1.2814 | 0.52853 | 0.49997 | 0.71079 | 0.60538 | 0.60067 | 1.2752 | 0.72345 | 0.8324 | 0.40427 | 0.36482 | 0.63099 | 0.38072 | 0.51734 | 0.85948 | 0.77262 | 0.73935 | 0.52647 | 0.56798 | 0.85124 | 0.46346 | 0.69371 | 0.35775 | 0.45668 | 0.36305 | 0.61392 | 0.49879 | 0.38837 | 0.65131 | 0.92308 | 0.80501 | 1.1039 | 0.46669 | 0.44255 | 0.61421 | 0.53501 | 0.54031 | 1.0983 | 0.63924 | 0.71903 | 0.35539 | 0.32036 | 0.54973 | 0.33508 | 0.44402 | 0.74759 | 0.66957 | 0.64042 | 0.46081 | 0.49467 | 0.7367 | 0.40309 | 0.60155 | 0.31682 | 0.40663 | 0.31682 | 0.53324 | 0.43696 | 0.34715 | 0.56504 | 0.79883 | 0.69636 | 0.93987 | 0.40987 | 0.38808 | 0.52794 | 0.47317 | 0.47906 | 0.93604 | 0.5565 | 0.61745 | 0.28856 | 0.25999 | 0.44255 | 0.27324 | 0.34892 | 0.59949 | 0.53442 | 0.51145 | 0.37365 | 0.39721 | 0.58683 | 0.32359 | 0.48171 | 0.25999 | 0.33773 | 0.25676 | 0.42783 | 0.35333 | 0.28973 | 0.45256 | 0.63836 | 0.5565 | 0.73493 | 0.3339 | 0.31476 | 0.41899 | 0.38896 | 0.39485 | 0.7314 | 0.44756 | 0.49084
213 | 0.08031 | 0.75615 | 0.09891 | 0.1292 | 0.10804 | 0.4273 | 0.09944 | 0.113 | 0.2282 | 1.0128 | 0.25736 | 0.3099 | 0.2421 | 1.604 | 0.2616 | 0.2877 | 0.45292 | 0.40943 | 0.69965 | 0.43162 | 0.59255 | 0.9656 | 0.89401 | 0.84845 | 0.60883 | 0.64965 | 0.98246 | 0.52806 | 0.79165 | 0.40026 | 0.51623 | 0.41298 | 0.69994 | 0.5683 | 0.42896 | 0.73929 | 1.0588 | 0.92537 | 1.2875 | 0.53102 | 0.50233 | 0.71414 | 0.60823 | 0.6035 | 1.2813 | 0.72686 | 0.83632 | 0.40618 | 0.36654 | 0.63397 | 0.38251 | 0.51978 | 0.86354 | 0.77627 | 0.74284 | 0.52895 | 0.57066 | 0.85525 | 0.46564 | 0.69698 | 0.35944 | 0.45884 | 0.36476 | 0.61681 | 0.50114 | 0.3902 | 0.65438 | 0.92744 | 0.80881 | 1.1091 | 0.4689 | 0.44464 | 0.61711 | 0.53753 | 0.54285 | 1.1035 | 0.64225 | 0.72242 | 0.35707 | 0.32187 | 0.55232 | 0.33666 | 0.44612 | 0.75112 | 0.67272 | 0.64344 | 0.46298 | 0.497 | 0.74017 | 0.405 | 0.60439 | 0.31832 | 0.40855 | 0.31832 | 0.53575 | 0.43902 | 0.34879 | 0.5677 | 0.8026 | 0.69965 | 0.9443 | 0.4118 | 0.38991 | 0.53043 | 0.4754 | 0.48132 | 0.94045 | 0.55912 | 0.62036 | 0.28992 | 0.26122 | 0.44464 | 0.27453 | 0.35056 | 0.60232 | 0.53694 | 0.51386 | 0.37541 | 0.39908 | 0.5896 | 0.32512 | 0.48398 | 0.26122 | 0.33932 | 0.25797 | 0.42985 | 0.355 | 0.2911 | 0.4547 | 0.64137 | 0.55913 | 0.7384 | 0.33548 | 0.31625 | 0.42097 | 0.3908 | 0.39671 | 0.73485 | 0.44967 | 0.49315
214 | 0.08118 | 0.75986 | 0.09998 | 0.1306 | 0.10855 | 0.4294 | 0.10032 | 0.114 | 0.2296 | 1.0184 | 0.25908 | 0.3122 | 0.2438 | 1.612 | 0.2638 | 0.2906 | 0.45505 | 0.41136 | 0.70293 | 0.43365 | 0.59534 | 0.97013 | 0.89821 | 0.85243 | 0.61168 | 0.6527 | 0.98708 | 0.53054 | 0.79537 | 0.40214 | 0.51865 | 0.41492 | 0.70323 | 0.57096 | 0.43097 | 0.74276 | 1.0638 | 0.92971 | 1.2935 | 0.53351 | 0.50468 | 0.71749 | 0.61109 | 0.60633 | 1.2873 | 0.73028 | 0.84025 | 0.40809 | 0.36826 | 0.63695 | 0.38431 | 0.52222 | 0.86759 | 0.77991 | 0.74633 | 0.53143 | 0.57334 | 0.85927 | 0.46783 | 0.70026 | 0.36113 | 0.46099 | 0.36648 | 0.61971 | 0.50349 | 0.39204 | 0.65746 | 0.93179 | 0.81261 | 1.1143 | 0.4711 | 0.44672 | 0.62001 | 0.54005 | 0.5454 | 1.1086 | 0.64527 | 0.72582 | 0.35875 | 0.32338 | 0.55491 | 0.33824 | 0.44821 | 0.75465 | 0.67588 | 0.64646 | 0.46515 | 0.49933 | 0.74365 | 0.4069 | 0.60723 | 0.31981 | 0.41046 | 0.31981 | 0.53827 | 0.44108 | 0.35042 | 0.57037 | 0.80636 | 0.70293 | 0.94873 | 0.41373 | 0.39174 | 0.53292 | 0.47764 | 0.48358 | 0.94487 | 0.56175 | 0.62328 | 0.29128 | 0.26245 | 0.44672 | 0.27582 | 0.35221 | 0.60514 | 0.53946 | 0.51628 | 0.37718 | 0.40095 | 0.59236 | 0.32665 | 0.48626 | 0.26245 | 0.34091 | 0.25918 | 0.43186 | 0.35667 | 0.29247 | 0.45683 | 0.64438 | 0.56175 | 0.74187 | 0.33705 | 0.31773 | 0.42295 | 0.39263 | 0.39857 | 0.7383 | 0.45178 | 0.49547
215 | 0.08205 | 0.76357 | 0.10105 | 0.132 | 0.10906 | 0.4315 | 0.1012 | 0.115 | 0.231 | 1.024 | 0.2608 | 0.3145 | 0.2455 | 1.62 | 0.266 | 0.2935 | 0.45717 | 0.41328 | 0.70622 | 0.43567 | 0.59812 | 0.97467 | 0.9024 | 0.85642 | 0.61454 | 0.65575 | 0.99169 | 0.53302 | 0.79908 | 0.40402 | 0.52108 | 0.41686 | 0.70651 | 0.57363 | 0.43299 | 0.74623 | 1.0687 | 0.93406 | 1.2996 | 0.53601 | 0.50704 | 0.72085 | 0.61394 | 0.60917 | 1.2933 | 0.73369 | 0.84417 | 0.40999 | 0.36998 | 0.63992 | 0.3861 | 0.52466 | 0.87165 | 0.78356 | 0.74981 | 0.53392 | 0.57602 | 0.86328 | 0.47001 | 0.70353 | 0.36281 | 0.46315 | 0.36819 | 0.6226 | 0.50585 | 0.39387 | 0.66053 | 0.93615 | 0.8164 | 1.1195 | 0.4733 | 0.44881 | 0.6229 | 0.54258 | 0.54795 | 1.1138 | 0.64828 | 0.72921 | 0.36042 | 0.32489 | 0.55751 | 0.33982 | 0.45031 | 0.75817 | 0.67904 | 0.64948 | 0.46733 | 0.50167 | 0.74712 | 0.4088 | 0.61006 | 0.32131 | 0.41238 | 0.32131 | 0.54078 | 0.44314 | 0.35206 | 0.57303 | 0.81013 | 0.70622 | 0.95317 | 0.41567 | 0.39357 | 0.53541 | 0.47987 | 0.48584 | 0.94929 | 0.56437 | 0.62619 | 0.29264 | 0.26367 | 0.44881 | 0.27711 | 0.35385 | 0.60797 | 0.54198 | 0.51869 | 0.37894 | 0.40283 | 0.59513 | 0.32817 | 0.48853 | 0.26367 | 0.34251 | 0.26039 | 0.43388 | 0.35833 | 0.29383 | 0.45897 | 0.64739 | 0.56438 | 0.74533 | 0.33863 | 0.31922 | 0.42492 | 0.39447 | 0.40044 | 0.74175 | 0.45389 | 0.49778
216 | 0.08292 | 0.76728 | 0.10212 | 0.1334 | 0.10957 | 0.4336 | 0.10208 | 0.116 | 0.2324 | 1.0296 | 0.26252 | 0.3168 | 0.2472 | 1.628 | 0.2682 | 0.2964 | 0.4593 | 0.4152 | 0.7095 | 0.4377 | 0.6009 | 0.9792 | 0.9066 | 0.8604 | 0.6174 | 0.6588 | 0.9963 | 0.5355 | 0.8028 | 0.4059 | 0.5235 | 0.4188 | 0.7098 | 0.5763 | 0.435 | 0.7497 | 1.0737 | 0.9384 | 1.3056 | 0.5385 | 0.5094 | 0.7242 | 0.6168 | 0.612 | 1.2993 | 0.7371 | 0.8481 | 0.4119 | 0.3717 | 0.6429 | 0.3879 | 0.5271 | 0.8757 | 0.7872 | 0.7533 | 0.5364 | 0.5787 | 0.8673 | 0.4722 | 0.7068 | 0.3645 | 0.4653 | 0.3699 | 0.6255 | 0.5082 | 0.3957 | 0.6636 | 0.9405 | 0.8202 | 1.1247 | 0.4755 | 0.4509 | 0.6258 | 0.5451 | 0.5505 | 1.119 | 0.6513 | 0.7326 | 0.3621 | 0.3264 | 0.5601 | 0.3414 | 0.4524 | 0.7617 | 0.6822 | 0.6525 | 0.4695 | 0.504 | 0.7506 | 0.4107 | 0.6129 | 0.3228 | 0.4143 | 0.3228 | 0.5433 | 0.4452 | 0.3537 | 0.5757 | 0.8139 | 0.7095 | 0.9576 | 0.4176 | 0.3954 | 0.5379 | 0.4821 | 0.4881 | 0.9537 | 0.567 | 0.6291 | 0.294 | 0.2649 | 0.4509 | 0.2784 | 0.3555 | 0.6108 | 0.5445 | 0.5211 | 0.3807 | 0.4047 | 0.5979 | 0.3297 | 0.4908 | 0.2649 | 0.3441 | 0.2616 | 0.4359 | 0.36 | 0.2952 | 0.4611 | 0.6504 | 0.567 | 0.7488 | 0.3402 | 0.3207 | 0.4269 | 0.3963 | 0.4023 | 0.7452 | 0.456 | 0.5001
217 | 0.08379 | 0.77098 | 0.10319 | 0.1348 | 0.11007 | 0.4357 | 0.10296 | 0.117 | 0.2338 | 1.0352 | 0.26424 | 0.3191 | 0.2489 | 1.636 | 0.2704 | 0.2993 | 0.46143 | 0.41712 | 0.71279 | 0.43973 | 0.60368 | 0.98373 | 0.9108 | 0.86438 | 0.62026 | 0.66185 | 1.0009 | 0.53798 | 0.80652 | 0.40778 | 0.52592 | 0.42074 | 0.71309 | 0.57897 | 0.43701 | 0.75317 | 1.0787 | 0.94274 | 1.3116 | 0.54099 | 0.51176 | 0.72755 | 0.61966 | 0.61483 | 1.3053 | 0.74051 | 0.85203 | 0.41381 | 0.37342 | 0.64588 | 0.3897 | 0.52954 | 0.87975 | 0.79084 | 0.75679 | 0.53888 | 0.58138 | 0.87132 | 0.47439 | 0.71007 | 0.36619 | 0.46745 | 0.37161 | 0.6284 | 0.51055 | 0.39753 | 0.66667 | 0.94485 | 0.824 | 1.1299 | 0.4777 | 0.45299 | 0.6287 | 0.54762 | 0.55305 | 1.1242 | 0.65432 | 0.73599 | 0.36378 | 0.32791 | 0.56269 | 0.34298 | 0.45449 | 0.76523 | 0.68536 | 0.65552 | 0.47167 | 0.50633 | 0.75407 | 0.4126 | 0.61574 | 0.32429 | 0.41622 | 0.32429 | 0.54582 | 0.44726 | 0.35534 | 0.57837 | 0.81767 | 0.71279 | 0.96203 | 0.41953 | 0.39723 | 0.54039 | 0.48433 | 0.49036 | 0.95812 | 0.56962 | 0.63201 | 0.29536 | 0.26613 | 0.45299 | 0.27969 | 0.35715 | 0.61363 | 0.54702 | 0.52351 | 0.38246 | 0.40657 | 0.60067 | 0.33123 | 0.49307 | 0.26613 | 0.34569 | 0.26281 | 0.43792 | 0.36167 | 0.29657 | 0.46323 | 0.65341 | 0.56963 | 0.75227 | 0.34178 | 0.32218 | 0.42888 | 0.39813 | 0.40416 | 0.74865 | 0.45811 | 0.50242
218 | 0.08466 | 0.77469 | 0.10426 | 0.1362 | 0.11058 | 0.4378 | 0.10384 | 0.118 | 0.2352 | 1.0408 | 0.26596 | 0.3214 | 0.2506 | 1.644 | 0.2726 | 0.3022 | 0.46355 | 0.41904 | 0.71607 | 0.44175 | 0.60646 | 0.98827 | 0.91499 | 0.86837 | 0.62312 | 0.6649 | 1.0055 | 0.54046 | 0.81023 | 0.40966 | 0.52835 | 0.42268 | 0.71637 | 0.58164 | 0.43903 | 0.75664 | 1.0836 | 0.94709 | 1.3177 | 0.54349 | 0.51412 | 0.73091 | 0.62251 | 0.61767 | 1.3113 | 0.74393 | 0.85595 | 0.41571 | 0.37514 | 0.64885 | 0.39149 | 0.53198 | 0.88381 | 0.79449 | 0.76028 | 0.54137 | 0.58406 | 0.87533 | 0.47657 | 0.71334 | 0.36788 | 0.46961 | 0.37333 | 0.63129 | 0.51291 | 0.39936 | 0.66974 | 0.94921 | 0.82779 | 1.1351 | 0.4799 | 0.45507 | 0.63159 | 0.55015 | 0.5556 | 1.1294 | 0.65733 | 0.73938 | 0.36545 | 0.32942 | 0.56529 | 0.34456 | 0.45659 | 0.76875 | 0.68852 | 0.65854 | 0.47385 | 0.50867 | 0.75755 | 0.4145 | 0.61858 | 0.32579 | 0.41814 | 0.32579 | 0.54833 | 0.44932 | 0.35697 | 0.58103 | 0.82144 | 0.71607 | 0.96647 | 0.42147 | 0.39906 | 0.54288 | 0.48656 | 0.49262 | 0.96253 | 0.57225 | 0.63493 | 0.29672 | 0.26735 | 0.45507 | 0.28098 | 0.35879 | 0.61646 | 0.54954 | 0.52593 | 0.38423 | 0.40845 | 0.60344 | 0.33275 | 0.49534 | 0.26735 | 0.34729 | 0.26402 | 0.43994 | 0.36333 | 0.29793 | 0.46537 | 0.65642 | 0.57225 | 0.75573 | 0.34335 | 0.32367 | 0.43085 | 0.39997 | 0.40602 | 0.7521 | 0.46022 | 0.50473
219 | 0.08553 | 0.7784 | 0.10533 | 0.1376 | 0.11109 | 0.4399 | 0.10472 | 0.119 | 0.2366 | 1.0464 | 0.26768 | 0.3237 | 0.2523 | 1.652 | 0.2748 | 0.3051 | 0.46568 | 0.42097 | 0.71935 | 0.44378 | 0.60925 | 0.9928 | 0.91919 | 0.87235 | 0.62598 | 0.66795 | 1.0101 | 0.54294 | 0.81395 | 0.41154 | 0.53077 | 0.42462 | 0.71966 | 0.5843 | 0.44104 | 0.76011 | 1.0886 | 0.95143 | 1.3237 | 0.54598 | 0.51648 | 0.73426 | 0.62537 | 0.6205 | 1.3173 | 0.74734 | 0.85988 | 0.41762 | 0.37686 | 0.65183 | 0.39329 | 0.53442 | 0.88786 | 0.79813 | 0.76376 | 0.54385 | 0.58674 | 0.87935 | 0.47876 | 0.71662 | 0.36956 | 0.47176 | 0.37504 | 0.63419 | 0.51526 | 0.4012 | 0.67282 | 0.95356 | 0.83159 | 1.1403 | 0.4821 | 0.45716 | 0.63449 | 0.55267 | 0.55815 | 1.1345 | 0.66035 | 0.74277 | 0.36713 | 0.33093 | 0.56788 | 0.34614 | 0.45868 | 0.77228 | 0.69167 | 0.66156 | 0.47602 | 0.511 | 0.76102 | 0.4164 | 0.62141 | 0.32728 | 0.42005 | 0.32728 | 0.55085 | 0.45138 | 0.35861 | 0.5837 | 0.8252 | 0.71935 | 0.9709 | 0.4234 | 0.40089 | 0.54537 | 0.4888 | 0.49488 | 0.96695 | 0.57487 | 0.63784 | 0.29808 | 0.26858 | 0.45716 | 0.28227 | 0.36044 | 0.61928 | 0.55206 | 0.52834 | 0.38599 | 0.41032 | 0.6062 | 0.33428 | 0.49762 | 0.26858 | 0.34888 | 0.26523 | 0.44195 | 0.365 | 0.2993 | 0.4675 | 0.65943 | 0.57488 | 0.7592 | 0.34493 | 0.32515 | 0.43283 | 0.4018 | 0.40789 | 0.75555 | 0.46233 | 0.50705
220 | 0.0864 | 0.78211 | 0.1064 | 0.139 | 0.11159 | 0.442 | 0.1056 | 0.12 | 0.238 | 1.052 | 0.2694 | 0.326 | 0.254 | 1.66 | 0.277 | 0.308 | 0.46781 | 0.42289 | 0.72264 | 0.44581 | 0.61203 | 0.99733 | 0.92339 | 0.87633 | 0.62883 | 0.671 | 1.0148 | 0.54542 | 0.81767 | 0.41342 | 0.53319 | 0.42656 | 0.72294 | 0.58697 | 0.44306 | 0.76358 | 1.0936 | 0.95578 | 1.3298 | 0.54847 | 0.51883 | 0.73761 | 0.62822 | 0.62333 | 1.3234 | 0.75075 | 0.86381 | 0.41953 | 0.37858 | 0.65481 | 0.39508 | 0.53686 | 0.89192 | 0.80178 | 0.76725 | 0.54633 | 0.58942 | 0.88336 | 0.48094 | 0.71989 | 0.37125 | 0.47392 | 0.37675 | 0.63708 | 0.51761 | 0.40303 | 0.67589 | 0.95792 | 0.83539 | 1.1455 | 0.48431 | 0.45925 | 0.63739 | 0.55519 | 0.56069 | 1.1397 | 0.66336 | 0.74617 | 0.36881 | 0.33244 | 0.57047 | 0.34772 | 0.46078 | 0.77581 | 0.69483 | 0.66458 | 0.47819 | 0.51333 | 0.7645 | 0.41831 | 0.62425 | 0.32878 | 0.42197 | 0.32878 | 0.55336 | 0.45344 | 0.36025 | 0.58636 | 0.82897 | 0.72264 | 0.97533 | 0.42533 | 0.40272 | 0.54786 | 0.49103 | 0.49714 | 0.97136 | 0.5775 | 0.64075 | 0.29944 | 0.26981 | 0.45925 | 0.28356 | 0.36208 | 0.62211 | 0.55458 | 0.53075 | 0.38775 | 0.41219 | 0.60897 | 0.33581 | 0.49989 | 0.26981 | 0.35047 | 0.26644 | 0.44397 | 0.36667 | 0.30067 | 0.46964 | 0.66244 | 0.5775 | 0.76267 | 0.3465 | 0.32664 | 0.43481 | 0.40364 | 0.40975 | 0.759 | 0.46444 | 0.50936
221 | 0.08727 | 0.78582 | 0.10747 | 0.1404 | 0.1121 | 0.4441 | 0.10648 | 0.121 | 0.2394 | 1.0576 | 0.27112 | 0.3283 | 0.2557 | 1.668 | 0.2792 | 0.3109 | 0.46993 | 0.42481 | 0.72592 | 0.44783 | 0.61481 | 1.0019 | 0.92759 | 0.88032 | 0.63169 | 0.67405 | 1.0194 | 0.5479 | 0.82138 | 0.4153 | 0.53562 | 0.42849 | 0.72623 | 0.58964 | 0.44507 | 0.76705 | 1.0986 | 0.96012 | 1.3358 | 0.55097 | 0.52119 | 0.74096 | 0.63108 | 0.62617 | 1.3294 | 0.75416 | 0.86773 | 0.42143 | 0.3803 | 0.65778 | 0.39688 | 0.5393 | 0.89597 | 0.80542 | 0.77074 | 0.54882 | 0.5921 | 0.88738 | 0.48313 | 0.72316 | 0.37294 | 0.47607 | 0.37846 | 0.63998 | 0.51996 | 0.40486 | 0.67896 | 0.96227 | 0.83919 | 1.1507 | 0.48651 | 0.46134 | 0.64029 | 0.55772 | 0.56324 | 1.1449 | 0.66638 | 0.74956 | 0.37048 | 0.33396 | 0.57307 | 0.3493 | 0.46287 | 0.77933 | 0.69799 | 0.6676 | 0.48037 | 0.51567 | 0.76797 | 0.42021 | 0.62709 | 0.33027 | 0.42389 | 0.33027 | 0.55588 | 0.45551 | 0.36189 | 0.58903 | 0.83274 | 0.72592 | 0.97977 | 0.42727 | 0.40455 | 0.55035 | 0.49326 | 0.4994 | 0.97578 | 0.58012 | 0.64366 | 0.30081 | 0.27103 | 0.46134 | 0.28484 | 0.36373 | 0.62494 | 0.5571 | 0.53316 | 0.38951 | 0.41407 | 0.61174 | 0.33733 | 0.50216 | 0.27103 | 0.35207 | 0.26766 | 0.44599 | 0.36833 | 0.30203 | 0.47177 | 0.66546 | 0.58013 | 0.76613 | 0.34808 | 0.32812 | 0.43678 | 0.40547 | 0.41161 | 0.76245 | 0.46656 | 0.51168
222 | 0.08814 | 0.78953 | 0.10854 | 0.1418 | 0.11261 | 0.4462 | 0.10736 | 0.122 | 0.2408 | 1.0632 | 0.27284 | 0.3306 | 0.2574 | 1.676 | 0.2814 | 0.3138 | 0.47206 | 0.42673 | 0.72921 | 0.44986 | 0.61759 | 1.0064 | 0.93178 | 0.8843 | 0.63455 | 0.6771 | 1.024 | 0.55038 | 0.8251 | 0.41717 | 0.53804 | 0.43043 | 0.72952 | 0.59231 | 0.44708 | 0.77052 | 1.1035 | 0.96447 | 1.3419 | 0.55346 | 0.52355 | 0.74432 | 0.63393 | 0.629 | 1.3354 | 0.75758 | 0.87166 | 0.42334 | 0.38202 | 0.66076 | 0.39868 | 0.54174 | 0.90002 | 0.80907 | 0.77423 | 0.5513 | 0.59478 | 0.89139 | 0.48532 | 0.72643 | 0.37463 | 0.47822 | 0.38018 | 0.64287 | 0.52232 | 0.40669 | 0.68203 | 0.96662 | 0.84298 | 1.1559 | 0.48871 | 0.46343 | 0.64318 | 0.56024 | 0.56579 | 1.1501 | 0.66939 | 0.75295 | 0.37216 | 0.33547 | 0.57566 | 0.35088 | 0.46497 | 0.78286 | 0.70115 | 0.67062 | 0.48254 | 0.518 | 0.77145 | 0.42211 | 0.62993 | 0.33177 | 0.42581 | 0.33177 | 0.55839 | 0.45757 | 0.36352 | 0.59169 | 0.83651 | 0.72921 | 0.9842 | 0.4292 | 0.40638 | 0.55284 | 0.49549 | 0.50166 | 0.98019 | 0.58275 | 0.64658 | 0.30217 | 0.27226 | 0.46343 | 0.28613 | 0.36538 | 0.62777 | 0.55962 | 0.53558 | 0.39128 | 0.41594 | 0.61451 | 0.33886 | 0.50443 | 0.27226 | 0.35366 | 0.26887 | 0.44801 | 0.37 | 0.3034 | 0.47391 | 0.66847 | 0.58275 | 0.7696 | 0.34965 | 0.32961 | 0.43876 | 0.40731 | 0.41347 | 0.7659 | 0.46867 | 0.51399
223 | 0.08901 | 0.79324 | 0.10961 | 0.1432 | 0.11312 | 0.4483 | 0.10824 | 0.123 | 0.2422 | 1.0688 | 0.27456 | 0.3329 | 0.2591 | 1.684 | 0.2836 | 0.3167 | 0.47418 | 0.42866 | 0.73249 | 0.45188 | 0.62037 | 1.0109 | 0.93598 | 0.88828 | 0.63741 | 0.68015 | 1.0286 | 0.55285 | 0.82882 | 0.41905 | 0.54047 | 0.43237 | 0.7328 | 0.59498 | 0.4491 | 0.774 | 1.1085 | 0.96881 | 1.3479 | 0.55595 | 0.52591 | 0.74767 | 0.63679 | 0.63183 | 1.3414 | 0.76099 | 0.87559 | 0.42525 | 0.38375 | 0.66373 | 0.40047 | 0.54418 | 0.90408 | 0.81271 | 0.77771 | 0.55378 | 0.59745 | 0.89541 | 0.4875 | 0.72971 | 0.37631 | 0.48038 | 0.38189 | 0.64577 | 0.52467 | 0.40852 | 0.68511 | 0.97098 | 0.84678 | 1.1611 | 0.49091 | 0.46551 | 0.64608 | 0.56277 | 0.56834 | 1.1553 | 0.67241 | 0.75634 | 0.37383 | 0.33698 | 0.57825 | 0.35246 | 0.46706 | 0.78638 | 0.70431 | 0.67365 | 0.48472 | 0.52033 | 0.77492 | 0.42401 | 0.63276 | 0.33326 | 0.42773 | 0.33326 | 0.56091 | 0.45963 | 0.36516 | 0.59436 | 0.84028 | 0.73249 | 0.98863 | 0.43113 | 0.40821 | 0.55533 | 0.49772 | 0.50392 | 0.98461 | 0.58537 | 0.64949 | 0.30353 | 0.27348 | 0.46551 | 0.28742 | 0.36702 | 0.63059 | 0.56215 | 0.53799 | 0.39304 | 0.41782 | 0.61728 | 0.34038 | 0.50671 | 0.27348 | 0.35525 | 0.27008 | 0.45003 | 0.37167 | 0.30477 | 0.47604 | 0.67148 | 0.58538 | 0.77307 | 0.35123 | 0.33109 | 0.44073 | 0.40914 | 0.41534 | 0.76935 | 0.47078 | 0.51631
224 | 0.08988 | 0.79695 | 0.11068 | 0.1446 | 0.11362 | 0.4504 | 0.10912 | 0.124 | 0.2436 | 1.0744 | 0.27628 | 0.3352 | 0.2608 | 1.692 | 0.2858 | 0.3196 | 0.47631 | 0.43058 | 0.73578 | 0.45391 | 0.62316 | 1.0155 | 0.94018 | 0.89227 | 0.64027 | 0.6832 | 1.0332 | 0.55533 | 0.83253 | 0.42093 | 0.54289 | 0.43431 | 0.73609 | 0.59764 | 0.45111 | 0.77747 | 1.1135 | 0.97316 | 1.354 | 0.55844 | 0.52827 | 0.75102 | 0.63964 | 0.63467 | 1.3474 | 0.7644 | 0.87951 | 0.42716 | 0.38547 | 0.66671 | 0.40227 | 0.54662 | 0.90813 | 0.81636 | 0.7812 | 0.55627 | 0.60013 | 0.89942 | 0.48969 | 0.73298 | 0.378 | 0.48253 | 0.3836 | 0.64867 | 0.52702 | 0.41036 | 0.68818 | 0.97533 | 0.85058 | 1.1664 | 0.49311 | 0.4676 | 0.64898 | 0.56529 | 0.57089 | 1.1604 | 0.67542 | 0.75973 | 0.37551 | 0.33849 | 0.58084 | 0.35404 | 0.46916 | 0.78991 | 0.70747 | 0.67667 | 0.48689 | 0.52267 | 0.7784 | 0.42591 | 0.6356 | 0.33476 | 0.42964 | 0.33476 | 0.56342 | 0.46169 | 0.3668 | 0.59702 | 0.84404 | 0.73578 | 0.99307 | 0.43307 | 0.41004 | 0.55782 | 0.49996 | 0.50618 | 0.98902 | 0.588 | 0.6524 | 0.30489 | 0.27471 | 0.4676 | 0.28871 | 0.36867 | 0.63342 | 0.56467 | 0.5404 | 0.3948 | 0.41969 | 0.62004 | 0.34191 | 0.50898 | 0.27471 | 0.35684 | 0.27129 | 0.45204 | 0.37333 | 0.30613 | 0.47818 | 0.67449 | 0.588 | 0.77653 | 0.3528 | 0.33258 | 0.44271 | 0.41098 | 0.4172 | 0.7728 | 0.47289 | 0.51862
225 | 0.09075 | 0.80066 | 0.11175 | 0.146 | 0.11413 | 0.4525 | 0.11 | 0.125 | 0.245 | 1.08 | 0.278 | 0.3375 | 0.2625 | 1.7 | 0.288 | 0.3225 | 0.47844 | 0.4325 | 0.73906 | 0.45594 | 0.62594 | 1.02 | 0.94438 | 0.89625 | 0.64313 | 0.68625 | 1.0378 | 0.55781 | 0.83625 | 0.42281 | 0.54531 | 0.43625 | 0.73937 | 0.60031 | 0.45313 | 0.78094 | 1.1184 | 0.9775 | 1.36 | 0.56094 | 0.53063 | 0.75437 | 0.6425 | 0.6375 | 1.3534 | 0.76781 | 0.88344 | 0.42906 | 0.38719 | 0.66969 | 0.40406 | 0.54906 | 0.91219 | 0.82 | 0.78469 | 0.55875 | 0.60281 | 0.90344 | 0.49188 | 0.73625 | 0.37969 | 0.48469 | 0.38531 | 0.65156 | 0.52938 | 0.41219 | 0.69125 | 0.97969 | 0.85437 | 1.1716 | 0.49531 | 0.46969 | 0.65188 | 0.56781 | 0.57344 | 1.1656 | 0.67844 | 0.76312 | 0.37719 | 0.34 | 0.58344 | 0.35563 | 0.47125 | 0.79344 | 0.71062 | 0.67969 | 0.48906 | 0.525 | 0.78187 | 0.42781 | 0.63844 | 0.33625 | 0.43156 | 0.33625 | 0.56594 | 0.46375 | 0.36844 | 0.59969 | 0.84781 | 0.73906 | 0.9975 | 0.435 | 0.41187 | 0.56031 | 0.50219 | 0.50844 | 0.99344 | 0.59062 | 0.65531 | 0.30625 | 0.27594 | 0.46969 | 0.29 | 0.37031 | 0.63625 | 0.56719 | 0.54281 | 0.39656 | 0.42156 | 0.62281 | 0.34344 | 0.51125 | 0.27594 | 0.35844 | 0.2725 | 0.45406 | 0.375 | 0.3075 | 0.48031 | 0.6775 | 0.59063 | 0.78 | 0.35438 | 0.33406 | 0.44469 | 0.41281 | 0.41906 | 0.77625 | 0.475 | 0.52094
226 | 0.09162 | 0.80437 | 0.11282 | 0.1474 | 0.11464 | 0.4546 | 0.11088 | 0.126 | 0.2464 | 1.0856 | 0.27972 | 0.3398 | 0.2642 | 1.708 | 0.2902 | 0.3254 | 0.48056 | 0.43442 | 0.74235 | 0.45796 | 0.62872 | 1.0245 | 0.94857 | 0.90023 | 0.64598 | 0.6893 | 1.0424 | 0.56029 | 0.83997 | 0.42469 | 0.54774 | 0.43819 | 0.74266 | 0.60298 | 0.45514 | 0.78441 | 1.1234 | 0.98184 | 1.366 | 0.56343 | 0.53298 | 0.75773 | 0.64536 | 0.64033 | 1.3595 | 0.77123 | 0.88736 | 0.43097 | 0.38891 | 0.67266 | 0.40586 | 0.5515 | 0.91624 | 0.82364 | 0.78818 | 0.56123 | 0.60549 | 0.90745 | 0.49406 | 0.73952 | 0.38138 | 0.48684 | 0.38703 | 0.65446 | 0.53173 | 0.41402 | 0.69432 | 0.98404 | 0.85817 | 1.1768 | 0.49751 | 0.47178 | 0.65477 | 0.57034 | 0.57599 | 1.1708 | 0.68145 | 0.76652 | 0.37886 | 0.34151 | 0.58603 | 0.35721 | 0.47334 | 0.79696 | 0.71378 | 0.68271 | 0.49124 | 0.52733 | 0.78535 | 0.42971 | 0.64128 | 0.33774 | 0.43348 | 0.33774 | 0.56845 | 0.46581 | 0.37007 | 0.60235 | 0.85158 | 0.74235 | 1.0019 | 0.43693 | 0.41371 | 0.5628 | 0.50442 | 0.5107 | 0.99785 | 0.59325 | 0.65823 | 0.30761 | 0.27716 | 0.47178 | 0.29129 | 0.37196 | 0.63908 | 0.56971 | 0.54523 | 0.39833 | 0.42344 | 0.62558 | 0.34496 | 0.51352 | 0.27716 | 0.36003 | 0.27371 | 0.45608 | 0.37667 | 0.30887 | 0.48245 | 0.68051 | 0.59325 | 0.78347 | 0.35595 | 0.33555 | 0.44666 | 0.41465 | 0.42093 | 0.7797 | 0.47711 | 0.52325
227 | 0.09249 | 0.80808 | 0.11389 | 0.1488 | 0.11514 | 0.4567 | 0.11176 | 0.127 | 0.2478 | 1.0912 | 0.28144 | 0.3421 | 0.2659 | 1.716 | 0.2924 | 0.3283 | 0.48269 | 0.43634 | 0.74563 | 0.45999 | 0.6315 | 1.0291 | 0.95277 | 0.90422 | 0.64884 | 0.69235 | 1.047 | 0.56277 | 0.84368 | 0.42657 | 0.55016 | 0.44013 | 0.74595 | 0.60565 | 0.45715 | 0.78788 | 1.1284 | 0.98619 | 1.3721 | 0.56592 | 0.53534 | 0.76108 | 0.64821 | 0.64317 | 1.3655 | 0.77464 | 0.89129 | 0.43288 | 0.39063 | 0.67564 | 0.40765 | 0.55394 | 0.9203 | 0.82729 | 0.79166 | 0.56372 | 0.60817 | 0.91147 | 0.49625 | 0.74279 | 0.38306 | 0.489 | 0.38874 | 0.65735 | 0.53408 | 0.41585 | 0.69739 | 0.9884 | 0.86197 | 1.182 | 0.49972 | 0.47386 | 0.65767 | 0.57286 | 0.57853 | 1.176 | 0.68447 | 0.76991 | 0.38054 | 0.34302 | 0.58862 | 0.35879 | 0.47544 | 0.80049 | 0.71694 | 0.68573 | 0.49341 | 0.52967 | 0.78882 | 0.43162 | 0.64411 | 0.33924 | 0.4354 | 0.33924 | 0.57097 | 0.46787 | 0.37171 | 0.60502 | 0.85535 | 0.74563 | 1.0064 | 0.43887 | 0.41554 | 0.56529 | 0.50665 | 0.51296 | 1.0023 | 0.59587 | 0.66114 | 0.30897 | 0.27839 | 0.47386 | 0.29258 | 0.3736 | 0.64191 | 0.57223 | 0.54764 | 0.40009 | 0.42531 | 0.62835 | 0.34649 | 0.51579 | 0.27839 | 0.36162 | 0.27492 | 0.4581 | 0.37833 | 0.31023 | 0.48458 | 0.68352 | 0.59588 | 0.78693 | 0.35753 | 0.33703 | 0.44864 | 0.41648 | 0.42279 | 0.78315 | 0.47922 | 0.52557
228 | 0.09336 | 0.81179 | 0.11496 | 0.1502 | 0.11565 | 0.4588 | 0.11264 | 0.128 | 0.2492 | 1.0968 | 0.28316 | 0.3444 | 0.2676 | 1.724 | 0.2946 | 0.3312 | 0.48482 | 0.43827 | 0.74892 | 0.46202 | 0.63428 | 1.0336 | 0.95697 | 0.9082 | 0.6517 | 0.6954 | 1.0517 | 0.56525 | 0.8474 | 0.42845 | 0.55258 | 0.44207 | 0.74923 | 0.60832 | 0.45917 | 0.79135 | 1.1333 | 0.99053 | 1.3781 | 0.56842 | 0.5377 | 0.76443 | 0.65107 | 0.646 | 1.3715 | 0.77805 | 0.89522 | 0.43478 | 0.39235 | 0.67862 | 0.40945 | 0.55638 | 0.92435 | 0.83093 | 0.79515 | 0.5662 | 0.61085 | 0.91548 | 0.49843 | 0.74607 | 0.38475 | 0.49115 | 0.39045 | 0.66025 | 0.53643 | 0.41768 | 0.70047 | 0.99275 | 0.86577 | 1.1872 | 0.50192 | 0.47595 | 0.66057 | 0.57538 | 0.58108 | 1.1812 | 0.68748 | 0.7733 | 0.38222 | 0.34453 | 0.59122 | 0.36037 | 0.47753 | 0.80402 | 0.7201 | 0.68875 | 0.49558 | 0.532 | 0.7923 | 0.43352 | 0.64695 | 0.34073 | 0.43732 | 0.34073 | 0.57348 | 0.46993 | 0.37335 | 0.60768 | 0.85912 | 0.74892 | 1.0108 | 0.4408 | 0.41737 | 0.56778 | 0.50888 | 0.51522 | 1.0067 | 0.5985 | 0.66405 | 0.31033 | 0.27962 | 0.47595 | 0.29387 | 0.37525 | 0.64473 | 0.57475 | 0.55005 | 0.40185 | 0.42718 | 0.63112 | 0.34802 | 0.51807 | 0.27962 | 0.36322 | 0.27613 | 0.46012 | 0.38 | 0.3116 | 0.48672 | 0.68653 | 0.5985 | 0.7904 | 0.3591 | 0.33852 | 0.45062 | 0.41832 | 0.42465 | 0.7866 | 0.48133 | 0.52788
229 | 0.09423 | 0.8155 | 0.11603 | 0.1516 | 0.11616 | 0.4609 | 0.11352 | 0.129 | 0.2506 | 1.1024 | 0.28488 | 0.3467 | 0.2693 | 1.732 | 0.2968 | 0.3341 | 0.48694 | 0.44019 | 0.7522 | 0.46404 | 0.63707 | 1.0381 | 0.96116 | 0.91218 | 0.65456 | 0.69845 | 1.0563 | 0.56773 | 0.85112 | 0.43033 | 0.55501 | 0.44401 | 0.75252 | 0.61098 | 0.46118 | 0.79482 | 1.1383 | 0.99488 | 1.3842 | 0.57091 | 0.54006 | 0.76779 | 0.65392 | 0.64883 | 1.3775 | 0.78146 | 0.89914 | 0.43669 | 0.39407 | 0.68159 | 0.41125 | 0.55882 | 0.9284 | 0.83458 | 0.79864 | 0.56868 | 0.61353 | 0.9195 | 0.50062 | 0.74934 | 0.38644 | 0.4933 | 0.39216 | 0.66315 | 0.53879 | 0.41952 | 0.70354 | 0.9971 | 0.86956 | 1.1924 | 0.50412 | 0.47804 | 0.66346 | 0.57791 | 0.58363 | 1.1863 | 0.6905 | 0.77669 | 0.38389 | 0.34604 | 0.59381 | 0.36195 | 0.47963 | 0.80754 | 0.72326 | 0.69177 | 0.49776 | 0.53433 | 0.79577 | 0.43542 | 0.64979 | 0.34223 | 0.43923 | 0.34223 | 0.576 | 0.47199 | 0.37499 | 0.61035 | 0.86288 | 0.7522 | 1.0152 | 0.44273 | 0.4192 | 0.57027 | 0.51112 | 0.51748 | 1.0111 | 0.60112 | 0.66696 | 0.31169 | 0.28084 | 0.47804 | 0.29516 | 0.3769 | 0.64756 | 0.57727 | 0.55246 | 0.40361 | 0.42906 | 0.63389 | 0.34954 | 0.52034 | 0.28084 | 0.36481 | 0.27734 | 0.46213 | 0.38167 | 0.31297 | 0.48885 | 0.68954 | 0.60113 | 0.79387 | 0.36068 | 0.34 | 0.45259 | 0.42015 | 0.42651 | 0.79005 | 0.48344 | 0.5302
230 | 0.0951 | 0.8192 | 0.1171 | 0.153 | 0.11667 | 0.463 | 0.1144 | 0.13 | 0.252 | 1.108 | 0.2866 | 0.349 | 0.271 | 1.74 | 0.299 | 0.337 | 0.48907 | 0.44211 | 0.75549 | 0.46607 | 0.63985 | 1.0427 | 0.96536 | 0.91617 | 0.65742 | 0.7015 | 1.0609 | 0.57021 | 0.85483 | 0.43221 | 0.55743 | 0.44594 | 0.75581 | 0.61365 | 0.46319 | 0.79829 | 1.1433 | 0.99922 | 1.3902 | 0.5734 | 0.54242 | 0.77114 | 0.65678 | 0.65167 | 1.3835 | 0.78488 | 0.90307 | 0.4386 | 0.39579 | 0.68457 | 0.41304 | 0.56126 | 0.93246 | 0.83822 | 0.80213 | 0.57117 | 0.61621 | 0.92351 | 0.50281 | 0.75261 | 0.38813 | 0.49546 | 0.39388 | 0.66604 | 0.54114 | 0.42135 | 0.70661 | 1.0015 | 0.87336 | 1.1976 | 0.50632 | 0.48013 | 0.66636 | 0.58043 | 0.58618 | 1.1915 | 0.69351 | 0.78008 | 0.38557 | 0.34756 | 0.5964 | 0.36353 | 0.48172 | 0.81107 | 0.72642 | 0.69479 | 0.49993 | 0.53667 | 0.79925 | 0.43732 | 0.65263 | 0.34372 | 0.44115 | 0.34372 | 0.57851 | 0.47406 | 0.37662 | 0.61301 | 0.86665 | 0.75549 | 1.0197 | 0.44467 | 0.42103 | 0.57276 | 0.51335 | 0.51974 | 1.0155 | 0.60375 | 0.66988 | 0.31306 | 0.28207 | 0.48013 | 0.29644 | 0.37854 | 0.65039 | 0.57979 | 0.55488 | 0.40538 | 0.43093 | 0.63665 | 0.35107 | 0.52261 | 0.28207 | 0.3664 | 0.27856 | 0.46415 | 0.38333 | 0.31433 | 0.49099 | 0.69256 | 0.60375 | 0.79733 | 0.36225 | 0.34149 | 0.45457 | 0.42199 | 0.42838 | 0.7935 | 0.48556 | 0.53251
231 | 0.09597 | 0.82291 | 0.11817 | 0.1544 | 0.11717 | 0.4651 | 0.11528 | 0.131 | 0.2534 | 1.1136 | 0.28832 | 0.3513 | 0.2727 | 1.748 | 0.3012 | 0.3399 | 0.4912 | 0.44403 | 0.75877 | 0.4681 | 0.64263 | 1.0472 | 0.96956 | 0.92015 | 0.66028 | 0.70455 | 1.0655 | 0.57269 | 0.85855 | 0.43409 | 0.55985 | 0.44788 | 0.75909 | 0.61632 | 0.46521 | 0.80176 | 1.1483 | 1.0036 | 1.3963 | 0.5759 | 0.54478 | 0.77449 | 0.65963 | 0.6545 | 1.3895 | 0.78829 | 0.907 | 0.4405 | 0.39751 | 0.68755 | 0.41484 | 0.5637 | 0.93651 | 0.84187 | 0.80561 | 0.57365 | 0.61889 | 0.92753 | 0.50499 | 0.75588 | 0.38981 | 0.49761 | 0.39559 | 0.66894 | 0.54349 | 0.42318 | 0.70968 | 1.0058 | 0.87716 | 1.2028 | 0.50852 | 0.48221 | 0.66926 | 0.58295 | 0.58873 | 1.1967 | 0.69653 | 0.78347 | 0.38725 | 0.34907 | 0.599 | 0.36511 | 0.48382 | 0.8146 | 0.72957 | 0.69781 | 0.5021 | 0.539 | 0.80272 | 0.43922 | 0.65546 | 0.34522 | 0.44307 | 0.34522 | 0.58103 | 0.47612 | 0.37826 | 0.61568 | 0.87042 | 0.75877 | 1.0241 | 0.4466 | 0.42286 | 0.57525 | 0.51558 | 0.522 | 1.0199 | 0.60637 | 0.67279 | 0.31442 | 0.2833 | 0.48221 | 0.29773 | 0.38019 | 0.65322 | 0.58231 | 0.55729 | 0.40714 | 0.4328 | 0.63942 | 0.3526 | 0.52488 | 0.2833 | 0.368 | 0.27977 | 0.46617 | 0.385 | 0.3157 | 0.49312 | 0.69557 | 0.60638 | 0.8008 | 0.36383 | 0.34297 | 0.45655 | 0.42382 | 0.43024 | 0.79695 | 0.48767 | 0.53483
232 | 0.09684 | 0.82662 | 0.11924 | 0.1558 | 0.11768 | 0.4672 | 0.11616 | 0.132 | 0.2548 | 1.1192 | 0.29004 | 0.3536 | 0.2744 | 1.756 | 0.3034 | 0.3428 | 0.49332 | 0.44596 | 0.76206 | 0.47012 | 0.64541 | 1.0517 | 0.97376 | 0.92413 | 0.66313 | 0.7076 | 1.0701 | 0.57517 | 0.86227 | 0.43597 | 0.56228 | 0.44982 | 0.76238 | 0.61899 | 0.46722 | 0.80523 | 1.1532 | 1.0079 | 1.4023 | 0.57839 | 0.54713 | 0.77784 | 0.66249 | 0.65733 | 1.3955 | 0.7917 | 0.91092 | 0.44241 | 0.39923 | 0.69052 | 0.41663 | 0.56614 | 0.94057 | 0.84551 | 0.8091 | 0.57613 | 0.62157 | 0.93154 | 0.50718 | 0.75916 | 0.3915 | 0.49977 | 0.3973 | 0.67183 | 0.54584 | 0.42501 | 0.71276 | 1.0102 | 0.88096 | 1.208 | 0.51072 | 0.4843 | 0.67216 | 0.58548 | 0.59128 | 1.2019 | 0.69954 | 0.78687 | 0.38892 | 0.35058 | 0.60159 | 0.36669 | 0.48591 | 0.81812 | 0.73273 | 0.70083 | 0.50428 | 0.54133 | 0.8062 | 0.44112 | 0.6583 | 0.34671 | 0.44499 | 0.34671 | 0.58354 | 0.47818 | 0.3799 | 0.61834 | 0.87419 | 0.76206 | 1.0285 | 0.44853 | 0.42469 | 0.57774 | 0.51781 | 0.52426 | 1.0243 | 0.609 | 0.6757 | 0.31578 | 0.28452 | 0.4843 | 0.29902 | 0.38183 | 0.65604 | 0.58483 | 0.5597 | 0.4089 | 0.43468 | 0.64219 | 0.35412 | 0.52716 | 0.28452 | 0.36959 | 0.28098 | 0.46819 | 0.38667 | 0.31707 | 0.49526 | 0.69858 | 0.609 | 0.80427 | 0.3654 | 0.34446 | 0.45852 | 0.42566 | 0.4321 | 0.8004 | 0.48978 | 0.53714
233 | 0.09771 | 0.83033 | 0.12031 | 0.1572 | 0.11819 | 0.4693 | 0.11704 | 0.133 | 0.2562 | 1.1248 | 0.29176 | 0.3559 | 0.2761 | 1.764 | 0.3056 | 0.3457 | 0.49545 | 0.44788 | 0.76534 | 0.47215 | 0.64819 | 1.0563 | 0.97795 | 0.92812 | 0.66599 | 0.71065 | 1.0747 | 0.57765 | 0.86598 | 0.43785 | 0.5647 | 0.45176 | 0.76566 | 0.62166 | 0.46924 | 0.8087 | 1.1582 | 1.0123 | 1.4084 | 0.58088 | 0.54949 | 0.7812 | 0.66534 | 0.66017 | 1.4016 | 0.79511 | 0.91485 | 0.44432 | 0.40095 | 0.6935 | 0.41843 | 0.56858 | 0.94462 | 0.84916 | 0.81259 | 0.57862 | 0.62425 | 0.93556 | 0.50936 | 0.76243 | 0.39319 | 0.50192 | 0.39901 | 0.67473 | 0.5482 | 0.42684 | 0.71583 | 1.0145 | 0.88475 | 1.2132 | 0.51292 | 0.48639 | 0.67505 | 0.588 | 0.59383 | 1.2071 | 0.70256 | 0.79026 | 0.3906 | 0.35209 | 0.60418 | 0.36827 | 0.48801 | 0.82165 | 0.73589 | 0.70385 | 0.50645 | 0.54367 | 0.80967 | 0.44302 | 0.66114 | 0.34821 | 0.44691 | 0.34821 | 0.58606 | 0.48024 | 0.38154 | 0.62101 | 0.87796 | 0.76534 | 1.033 | 0.45047 | 0.42652 | 0.58023 | 0.52004 | 0.52652 | 1.0288 | 0.61162 | 0.67861 | 0.31714 | 0.28575 | 0.48639 | 0.30031 | 0.38348 | 0.65887 | 0.58735 | 0.56211 | 0.41066 | 0.43655 | 0.64496 | 0.35565 | 0.52943 | 0.28575 | 0.37118 | 0.28219 | 0.47021 | 0.38833 | 0.31843 | 0.49739 | 0.70159 | 0.61163 | 0.80773 | 0.36698 | 0.34594 | 0.4605 | 0.42749 | 0.43396 | 0.80385 | 0.49189 | 0.53946
234 | 0.09858 | 0.83404 | 0.12138 | 0.1586 | 0.1187 | 0.4714 | 0.11792 | 0.134 | 0.2576 | 1.1304 | 0.29348 | 0.3582 | 0.2778 | 1.772 | 0.3078 | 0.3486 | 0.49758 | 0.4498 | 0.76863 | 0.47418 | 0.65097 | 1.0608 | 0.98215 | 0.9321 | 0.66885 | 0.7137 | 1.0793 | 0.58013 | 0.8697 | 0.43972 | 0.56712 | 0.4537 | 0.76895 | 0.62433 | 0.47125 | 0.81217 | 1.1632 | 1.0166 | 1.4144 | 0.58337 | 0.55185 | 0.78455 | 0.6682 | 0.663 | 1.4076 | 0.79853 | 0.91878 | 0.44622 | 0.40267 | 0.69648 | 0.42023 | 0.57102 | 0.94867 | 0.8528 | 0.81608 | 0.5811 | 0.62693 | 0.93958 | 0.51155 | 0.7657 | 0.39488 | 0.50407 | 0.40073 | 0.67762 | 0.55055 | 0.42868 | 0.7189 | 1.0189 | 0.88855 | 1.2184 | 0.51513 | 0.48848 | 0.67795 | 0.59053 | 0.59637 | 1.2123 | 0.70557 | 0.79365 | 0.39228 | 0.3536 | 0.60678 | 0.36985 | 0.4901 | 0.82518 | 0.73905 | 0.70687 | 0.50862 | 0.546 | 0.81315 | 0.44492 | 0.66398 | 0.3497 | 0.44882 | 0.3497 | 0.58858 | 0.4823 | 0.38317 | 0.62367 | 0.88172 | 0.76863 | 1.0374 | 0.4524 | 0.42835 | 0.58272 | 0.52228 | 0.52878 | 1.0332 | 0.61425 | 0.68153 | 0.3185 | 0.28697 | 0.48848 | 0.3016 | 0.38513 | 0.6617 | 0.58987 | 0.56453 | 0.41243 | 0.43842 | 0.64773 | 0.35717 | 0.5317 | 0.28697 | 0.37277 | 0.2834 | 0.47223 | 0.39 | 0.3198 | 0.49952 | 0.7046 | 0.61425 | 0.8112 | 0.36855 | 0.34742 | 0.46248 | 0.42933 | 0.43583 | 0.8073 | 0.494 | 0.54178
235 | 0.09945 | 0.83775 | 0.12245 | 0.16 | 0.1192 | 0.4735 | 0.1188 | 0.135 | 0.259 | 1.136 | 0.2952 | 0.3605 | 0.2795 | 1.78 | 0.31 | 0.3515 | 0.4997 | 0.45172 | 0.77191 | 0.4762 | 0.65376 | 1.0653 | 0.98635 | 0.93608 | 0.67171 | 0.71675 | 1.0839 | 0.5826 | 0.87342 | 0.4416 | 0.56955 | 0.45564 | 0.77224 | 0.62699 | 0.47326 | 0.81565 | 1.1681 | 1.0209 | 1.4204 | 0.58587 | 0.55421 | 0.7879 | 0.67106 | 0.66583 | 1.4136 | 0.80194 | 0.9227 | 0.44813 | 0.4044 | 0.69945 | 0.42202 | 0.57347 | 0.95273 | 0.85644 | 0.81956 | 0.58358 | 0.6296 | 0.94359 | 0.51374 | 0.76897 | 0.39656 | 0.50623 | 0.40244 | 0.68052 | 0.5529 | 0.43051 | 0.72197 | 1.0232 | 0.89235 | 1.2236 | 0.51733 | 0.49056 | 0.68085 | 0.59305 | 0.59892 | 1.2174 | 0.70859 | 0.79704 | 0.39395 | 0.35511 | 0.60937 | 0.37143 | 0.49219 | 0.8287 | 0.74221 | 0.7099 | 0.5108 | 0.54833 | 0.81662 | 0.44683 | 0.66681 | 0.35119 | 0.45074 | 0.35119 | 0.59109 | 0.48436 | 0.38481 | 0.62634 | 0.88549 | 0.77191 | 1.0418 | 0.45433 | 0.43018 | 0.58522 | 0.52451 | 0.53103 | 1.0376 | 0.61687 | 0.68444 | 0.31986 | 0.2882 | 0.49056 | 0.30289 | 0.38677 | 0.66453 | 0.5924 | 0.56694 | 0.41419 | 0.4403 | 0.65049 | 0.3587 | 0.53397 | 0.2882 | 0.37437 | 0.28461 | 0.47424 | 0.39167 | 0.32117 | 0.50166 | 0.70761 | 0.61688 | 0.81467 | 0.37013 | 0.34891 | 0.46445 | 0.43116 | 0.43769 | 0.81075 | 0.49611 | 0.54409
236 | 0.10032 | 0.84146 | 0.12352 | 0.1614 | 0.11971 | 0.4756 | 0.11968 | 0.136 | 0.2604 | 1.1416 | 0.29692 | 0.3628 | 0.2812 | 1.788 | 0.3122 | 0.3544 | 0.50183 | 0.45364 | 0.77519 | 0.47823 | 0.65654 | 1.0699 | 0.99054 | 0.94007 | 0.67457 | 0.7198 | 1.0886 | 0.58508 | 0.87713 | 0.44348 | 0.57197 | 0.45758 | 0.77552 | 0.62966 | 0.47528 | 0.81912 | 1.1731 | 1.0253 | 1.4265 | 0.58836 | 0.55657 | 0.79126 | 0.67391 | 0.66867 | 1.4196 | 0.80535 | 0.92663 | 0.45004 | 0.40612 | 0.70243 | 0.42382 | 0.57591 | 0.95678 | 0.86009 | 0.82305 | 0.58607 | 0.63228 | 0.94761 | 0.51592 | 0.77224 | 0.39825 | 0.50838 | 0.40415 | 0.68342 | 0.55526 | 0.43234 | 0.72504 | 1.0276 | 0.89614 | 1.2288 | 0.51953 | 0.49265 | 0.68374 | 0.59557 | 0.60147 | 1.2226 | 0.71161 | 0.80043 | 0.39563 | 0.35662 | 0.61196 | 0.37301 | 0.49429 | 0.83223 | 0.74537 | 0.71292 | 0.51297 | 0.55067 | 0.8201 | 0.44873 | 0.66965 | 0.35269 | 0.45266 | 0.35269 | 0.59361 | 0.48642 | 0.38645 | 0.62901 | 0.88926 | 0.77519 | 1.0463 | 0.45627 | 0.43201 | 0.58771 | 0.52674 | 0.53329 | 1.042 | 0.6195 | 0.68735 | 0.32122 | 0.28943 | 0.49265 | 0.30418 | 0.38842 | 0.66736 | 0.59492 | 0.56935 | 0.41595 | 0.44217 | 0.65326 | 0.36023 | 0.53624 | 0.28943 | 0.37596 | 0.28582 | 0.47626 | 0.39333 | 0.32253 | 0.50379 | 0.71062 | 0.6195 | 0.81813 | 0.3717 | 0.35039 | 0.46643 | 0.43299 | 0.43955 | 0.8142 | 0.49822 | 0.54641
237 | 0.10119 | 0.84517 | 0.12459 | 0.1628 | 0.12022 | 0.4777 | 0.12056 | 0.137 | 0.2618 | 1.1472 | 0.29864 | 0.3651 | 0.2829 | 1.796 | 0.3144 | 0.3573 | 0.50395 | 0.45557 | 0.77848 | 0.48025 | 0.65932 | 1.0744 | 0.99474 | 0.94405 | 0.67743 | 0.72285 | 1.0932 | 0.58756 | 0.88085 | 0.44536 | 0.5744 | 0.45952 | 0.77881 | 0.63233 | 0.47729 | 0.82259 | 1.1781 | 1.0296 | 1.4325 | 0.59085 | 0.55893 | 0.79461 | 0.67677 | 0.6715 | 1.4256 | 0.80876 | 0.93055 | 0.45195 | 0.40784 | 0.7054 | 0.42561 | 0.57835 | 0.96084 | 0.86373 | 0.82654 | 0.58855 | 0.63496 | 0.95162 | 0.51811 | 0.77552 | 0.39994 | 0.51054 | 0.40586 | 0.68631 | 0.55761 | 0.43417 | 0.72812 | 1.0319 | 0.89994 | 1.234 | 0.52173 | 0.49474 | 0.68664 | 0.5981 | 0.60402 | 1.2278 | 0.71462 | 0.80382 | 0.3973 | 0.35813 | 0.61455 | 0.37459 | 0.49638 | 0.83575 | 0.74852 | 0.71594 | 0.51515 | 0.553 | 0.82357 | 0.45063 | 0.67249 | 0.35418 | 0.45458 | 0.35418 | 0.59612 | 0.48848 | 0.38809 | 0.63167 | 0.89303 | 0.77848 | 1.0507 | 0.4582 | 0.43384 | 0.5902 | 0.52897 | 0.53555 | 1.0464 | 0.62212 | 0.69026 | 0.32258 | 0.29065 | 0.49474 | 0.30547 | 0.39006 | 0.67018 | 0.59744 | 0.57176 | 0.41771 | 0.44405 | 0.65603 | 0.36175 | 0.53852 | 0.29065 | 0.37755 | 0.28703 | 0.47828 | 0.395 | 0.3239 | 0.50593 | 0.71363 | 0.62213 | 0.8216 | 0.37328 | 0.35188 | 0.4684 | 0.43483 | 0.44141 | 0.81765 | 0.50033 | 0.54872
238 | 0.10206 | 0.84888 | 0.12566 | 0.1642 | 0.12072 | 0.4798 | 0.12144 | 0.138 | 0.2632 | 1.1528 | 0.30036 | 0.3674 | 0.2846 | 1.804 | 0.3166 | 0.3602 | 0.50608 | 0.45749 | 0.78176 | 0.48228 | 0.6621 | 1.0789 | 0.99894 | 0.94803 | 0.68028 | 0.7259 | 1.0978 | 0.59004 | 0.88457 | 0.44724 | 0.57682 | 0.46146 | 0.78209 | 0.635 | 0.47931 | 0.82606 | 1.1831 | 1.034 | 1.4386 | 0.59335 | 0.56128 | 0.79796 | 0.67962 | 0.67433 | 1.4316 | 0.81218 | 0.93448 | 0.45385 | 0.40956 | 0.70838 | 0.42741 | 0.58079 | 0.96489 | 0.86738 | 0.83003 | 0.59103 | 0.63764 | 0.95564 | 0.52029 | 0.77879 | 0.40163 | 0.51269 | 0.40758 | 0.68921 | 0.55996 | 0.436 | 0.73119 | 1.0363 | 0.90374 | 1.2393 | 0.52393 | 0.49683 | 0.68954 | 0.60062 | 0.60657 | 1.233 | 0.71764 | 0.80722 | 0.39898 | 0.35964 | 0.61715 | 0.37617 | 0.49848 | 0.83928 | 0.75168 | 0.71896 | 0.51732 | 0.55533 | 0.82705 | 0.45253 | 0.67533 | 0.35568 | 0.4565 | 0.35568 | 0.59864 | 0.49054 | 0.38972 | 0.63434 | 0.8968 | 0.78176 | 1.0551 | 0.46013 | 0.43567 | 0.59269 | 0.5312 | 0.53781 | 1.0508 | 0.62475 | 0.69318 | 0.32394 | 0.29188 | 0.49683 | 0.30676 | 0.39171 | 0.67301 | 0.59996 | 0.57418 | 0.41948 | 0.44592 | 0.6588 | 0.36328 | 0.54079 | 0.29188 | 0.37915 | 0.28824 | 0.4803 | 0.39667 | 0.32527 | 0.50806 | 0.71664 | 0.62475 | 0.82507 | 0.37485 | 0.35336 | 0.47038 | 0.43666 | 0.44328 | 0.8211 | 0.50244 | 0.55104
239 | 0.10293 | 0.85259 | 0.12673 | 0.1656 | 0.12123 | 0.4819 | 0.12232 | 0.139 | 0.2646 | 1.1584 | 0.30208 | 0.3697 | 0.2863 | 1.812 | 0.3188 | 0.3631 | 0.50821 | 0.45941 | 0.78505 | 0.48431 | 0.66488 | 1.0835 | 1.0031 | 0.95202 | 0.68314 | 0.72895 | 1.1024 | 0.59252 | 0.88828 | 0.44912 | 0.57924 | 0.46339 | 0.78538 | 0.63767 | 0.48132 | 0.82953 | 1.188 | 1.0383 | 1.4446 | 0.59584 | 0.56364 | 0.80131 | 0.68248 | 0.67717 | 1.4377 | 0.81559 | 0.93841 | 0.45576 | 0.41128 | 0.71136 | 0.4292 | 0.58323 | 0.96895 | 0.87102 | 0.83351 | 0.59352 | 0.64032 | 0.95965 | 0.52248 | 0.78206 | 0.40331 | 0.51485 | 0.40929 | 0.6921 | 0.56231 | 0.43783 | 0.73426 | 1.0406 | 0.90754 | 1.2445 | 0.52613 | 0.49891 | 0.69244 | 0.60314 | 0.60912 | 1.2382 | 0.72065 | 0.81061 | 0.40066 | 0.36116 | 0.61974 | 0.37775 | 0.50057 | 0.84281 | 0.75484 | 0.72198 | 0.51949 | 0.55767 | 0.83052 | 0.45443 | 0.67816 | 0.35717 | 0.45842 | 0.35717 | 0.60115 | 0.49261 | 0.39136 | 0.637 | 0.90056 | 0.78505 | 1.0596 | 0.46207 | 0.4375 | 0.59518 | 0.53344 | 0.54007 | 1.0553 | 0.62737 | 0.69609 | 0.32531 | 0.29311 | 0.49891 | 0.30804 | 0.39335 | 0.67584 | 0.60248 | 0.57659 | 0.42124 | 0.44779 | 0.66157 | 0.36481 | 0.54306 | 0.29311 | 0.38074 | 0.28946 | 0.48232 | 0.39833 | 0.32663 | 0.5102 | 0.71966 | 0.62738 | 0.82853 | 0.37643 | 0.35485 | 0.47236 | 0.4385 | 0.44514 | 0.82455 | 0.50456 | 0.55335
240 | 0.1038 | 0.8563 | 0.1278 | 0.167 | 0.12174 | 0.484 | 0.1232 | 0.14 | 0.266 | 1.164 | 0.3038 | 0.372 | 0.288 | 1.82 | 0.321 | 0.366 | 0.51033 | 0.46133 | 0.78833 | 0.48633 | 0.66767 | 1.088 | 1.0073 | 0.956 | 0.686 | 0.732 | 1.107 | 0.595 | 0.892 | 0.451 | 0.58167 | 0.46533 | 0.78867 | 0.64033 | 0.48333 | 0.833 | 1.193 | 1.0427 | 1.4507 | 0.59833 | 0.566 | 0.80467 | 0.68533 | 0.68 | 1.4437 | 0.819 | 0.94233 | 0.45767 | 0.413 | 0.71433 | 0.431 | 0.58567 | 0.973 | 0.87467 | 0.837 | 0.596 | 0.643 | 0.96367 | 0.52467 | 0.78533 | 0.405 | 0.517 | 0.411 | 0.695 | 0.56467 | 0.43967 | 0.73733 | 1.045 | 0.91133 | 1.2497 | 0.52833 | 0.501 | 0.69533 | 0.60567 | 0.61167 | 1.2433 | 0.72367 | 0.814 | 0.40233 | 0.36267 | 0.62233 | 0.37933 | 0.50267 | 0.84633 | 0.758 | 0.725 | 0.52167 | 0.56 | 0.834 | 0.45633 | 0.681 | 0.35867 | 0.46033 | 0.35867 | 0.60367 | 0.49467 | 0.393 | 0.63967 | 0.90433 | 0.78833 | 1.064 | 0.464 | 0.43933 | 0.59767 | 0.53567 | 0.54233 | 1.0597 | 0.63 | 0.699 | 0.32667 | 0.29433 | 0.501 | 0.30933 | 0.395 | 0.67867 | 0.605 | 0.579 | 0.423 | 0.44967 | 0.66433 | 0.36633 | 0.54533 | 0.29433 | 0.38233 | 0.29067 | 0.48433 | 0.4 | 0.328 | 0.51233 | 0.72267 | 0.63 | 0.832 | 0.378 | 0.35633 | 0.47433 | 0.44033 | 0.447 | 0.828 | 0.50667 | 0.55567
241 | 0.10467 | 0.86001 | 0.12887 | 0.1684 | 0.12225 | 0.4861 | 0.12408 | 0.141 | 0.2674 | 1.1696 | 0.30552 | 0.3743 | 0.2897 | 1.828 | 0.3232 | 0.3689 | 0.51246 | 0.46326 | 0.79162 | 0.48836 | 0.67045 | 1.0925 | 1.0115 | 0.95998 | 0.68886 | 0.73505 | 1.1116 | 0.59748 | 0.89572 | 0.45288 | 0.58409 | 0.46727 | 0.79195 | 0.643 | 0.48535 | 0.83647 | 1.198 | 1.047 | 1.4567 | 0.60083 | 0.56836 | 0.80802 | 0.68819 | 0.68283 | 1.4497 | 0.82241 | 0.94626 | 0.45957 | 0.41472 | 0.71731 | 0.4328 | 0.58811 | 0.97705 | 0.87831 | 0.84049 | 0.59848 | 0.64568 | 0.96768 | 0.52685 | 0.78861 | 0.40669 | 0.51915 | 0.41271 | 0.6979 | 0.56702 | 0.4415 | 0.74041 | 1.0494 | 0.91513 | 1.2549 | 0.53053 | 0.50309 | 0.69823 | 0.60819 | 0.61422 | 1.2485 | 0.72668 | 0.81739 | 0.40401 | 0.36418 | 0.62493 | 0.38091 | 0.50476 | 0.84986 | 0.76116 | 0.72802 | 0.52384 | 0.56233 | 0.83747 | 0.45823 | 0.68384 | 0.36016 | 0.46225 | 0.36016 | 0.60618 | 0.49673 | 0.39464 | 0.64233 | 0.9081 | 0.79162 | 1.0684 | 0.46593 | 0.44116 | 0.60016 | 0.5379 | 0.54459 | 1.0641 | 0.63262 | 0.70191 | 0.32803 | 0.29556 | 0.50309 | 0.31062 | 0.39665 | 0.68149 | 0.60752 | 0.58141 | 0.42476 | 0.45154 | 0.6671 | 0.36786 | 0.54761 | 0.29556 | 0.38393 | 0.29188 | 0.48635 | 0.40167 | 0.32937 | 0.51447 | 0.72568 | 0.63263 | 0.83547 | 0.37958 | 0.35782 | 0.47631 | 0.44217 | 0.44886 | 0.83145 | 0.50878 | 0.55798
242 | 0.10554 | 0.86372 | 0.12994 | 0.1698 | 0.12275 | 0.4882 | 0.12496 | 0.142 | 0.2688 | 1.1752 | 0.30724 | 0.3766 | 0.2914 | 1.836 | 0.3254 | 0.3718 | 0.51459 | 0.46518 | 0.7949 | 0.49039 | 0.67323 | 1.0971 | 1.0157 | 0.96397 | 0.69172 | 0.7381 | 1.1162 | 0.59996 | 0.89943 | 0.45476 | 0.58651 | 0.46921 | 0.79524 | 0.64567 | 0.48736 | 0.83994 | 1.2029 | 1.0514 | 1.4628 | 0.60332 | 0.57072 | 0.81137 | 0.69104 | 0.68567 | 1.4557 | 0.82583 | 0.95019 | 0.46148 | 0.41644 | 0.72029 | 0.43459 | 0.59055 | 0.98111 | 0.88196 | 0.84398 | 0.60097 | 0.64836 | 0.9717 | 0.52904 | 0.79188 | 0.40838 | 0.52131 | 0.41443 | 0.70079 | 0.56937 | 0.44333 | 0.74348 | 1.0537 | 0.91893 | 1.2601 | 0.53274 | 0.50518 | 0.70113 | 0.61071 | 0.61676 | 1.2537 | 0.7297 | 0.82078 | 0.40569 | 0.36569 | 0.62752 | 0.38249 | 0.50686 | 0.85339 | 0.76432 | 0.73104 | 0.52601 | 0.56467 | 0.84095 | 0.46014 | 0.68668 | 0.36166 | 0.46417 | 0.36166 | 0.6087 | 0.49879 | 0.39627 | 0.645 | 0.91187 | 0.7949 | 1.0729 | 0.46787 | 0.44299 | 0.60265 | 0.54013 | 0.54685 | 1.0685 | 0.63525 | 0.70483 | 0.32939 | 0.29679 | 0.50518 | 0.31191 | 0.39829 | 0.68432 | 0.61004 | 0.58383 | 0.42653 | 0.45341 | 0.66987 | 0.36939 | 0.54988 | 0.29679 | 0.38552 | 0.29309 | 0.48837 | 0.40333 | 0.33073 | 0.5166 | 0.72869 | 0.63525 | 0.83893 | 0.38115 | 0.3593 | 0.47829 | 0.444 | 0.45073 | 0.8349 | 0.51089 | 0.5603
243 | 0.10641 | 0.86743 | 0.13101 | 0.1712 | 0.12326 | 0.4903 | 0.12584 | 0.143 | 0.2702 | 1.1808 | 0.30896 | 0.3789 | 0.2931 | 1.844 | 0.3276 | 0.3747 | 0.51671 | 0.4671 | 0.79819 | 0.49241 | 0.67601 | 1.1016 | 1.0199 | 0.96795 | 0.69458 | 0.74115 | 1.1208 | 0.60244 | 0.90315 | 0.45664 | 0.58894 | 0.47115 | 0.79852 | 0.64834 | 0.48938 | 0.84341 | 1.2079 | 1.0557 | 1.4688 | 0.60581 | 0.57308 | 0.81472 | 0.6939 | 0.6885 | 1.4617 | 0.82924 | 0.95411 | 0.46339 | 0.41816 | 0.72326 | 0.43639 | 0.59299 | 0.98516 | 0.8856 | 0.84746 | 0.60345 | 0.65104 | 0.97571 | 0.53123 | 0.79515 | 0.41006 | 0.52346 | 0.41614 | 0.70369 | 0.57173 | 0.44516 | 0.74655 | 1.0581 | 0.92272 | 1.2653 | 0.53494 | 0.50726 | 0.70403 | 0.61324 | 0.61931 | 1.2589 | 0.73271 | 0.82417 | 0.40736 | 0.3672 | 0.63011 | 0.38408 | 0.50895 | 0.85691 | 0.76747 | 0.73406 | 0.52819 | 0.567 | 0.84442 | 0.46204 | 0.68951 | 0.36315 | 0.46609 | 0.36315 | 0.61121 | 0.50085 | 0.39791 | 0.64766 | 0.91564 | 0.79819 | 1.0773 | 0.4698 | 0.44482 | 0.60514 | 0.54236 | 0.54911 | 1.0729 | 0.63787 | 0.70774 | 0.33075 | 0.29801 | 0.50726 | 0.3132 | 0.39994 | 0.68715 | 0.61256 | 0.58624 | 0.42829 | 0.45529 | 0.67264 | 0.37091 | 0.55215 | 0.29801 | 0.38711 | 0.2943 | 0.49039 | 0.405 | 0.3321 | 0.51874 | 0.7317 | 0.63788 | 0.8424 | 0.38273 | 0.36079 | 0.48026 | 0.44584 | 0.45259 | 0.83835 | 0.513 | 0.56261
244 | 0.10728 | 0.87113 | 0.13208 | 0.1726 | 0.12377 | 0.4924 | 0.12672 | 0.144 | 0.2716 | 1.1864 | 0.31068 | 0.3812 | 0.2948 | 1.852 | 0.3298 | 0.3776 | 0.51884 | 0.46902 | 0.80147 | 0.49444 | 0.67879 | 1.1061 | 1.0241 | 0.97193 | 0.69743 | 0.7442 | 1.1255 | 0.60492 | 0.90687 | 0.45852 | 0.59136 | 0.47309 | 0.80181 | 0.65101 | 0.49139 | 0.84688 | 1.2129 | 1.06 | 1.4748 | 0.60831 | 0.57543 | 0.81808 | 0.69676 | 0.69133 | 1.4677 | 0.83265 | 0.95804 | 0.46529 | 0.41988 | 0.72624 | 0.43818 | 0.59543 | 0.98922 | 0.88924 | 0.85095 | 0.60593 | 0.65372 | 0.97973 | 0.53341 | 0.79842 | 0.41175 | 0.52562 | 0.41785 | 0.70658 | 0.57408 | 0.44699 | 0.74962 | 1.0624 | 0.92652 | 1.2705 | 0.53714 | 0.50935 | 0.70692 | 0.61576 | 0.62186 | 1.2641 | 0.73573 | 0.82757 | 0.40904 | 0.36871 | 0.63271 | 0.38566 | 0.51104 | 0.86044 | 0.77063 | 0.73708 | 0.53036 | 0.56933 | 0.8479 | 0.46394 | 0.69235 | 0.36464 | 0.46801 | 0.36464 | 0.61373 | 0.50291 | 0.39955 | 0.65033 | 0.91941 | 0.80147 | 1.0817 | 0.47173 | 0.44666 | 0.60763 | 0.54459 | 0.55137 | 1.0773 | 0.6405 | 0.71065 | 0.33211 | 0.29924 | 0.50935 | 0.31449 | 0.40158 | 0.68998 | 0.61508 | 0.58865 | 0.43005 | 0.45716 | 0.67541 | 0.37244 | 0.55442 | 0.29924 | 0.38871 | 0.29551 | 0.49241 | 0.40667 | 0.33347 | 0.52087 | 0.73471 | 0.6405 | 0.84587 | 0.3843 | 0.36227 | 0.48224 | 0.44767 | 0.45445 | 0.8418 | 0.51511 | 0.56493
245 | 0.10815 | 0.87484 | 0.13315 | 0.174 | 0.12428 | 0.4945 | 0.1276 | 0.145 | 0.273 | 1.192 | 0.3124 | 0.3835 | 0.2965 | 1.86 | 0.332 | 0.3805 | 0.52097 | 0.47094 | 0.80476 | 0.49647 | 0.68158 | 1.1107 | 1.0283 | 0.97592 | 0.70029 | 0.74725 | 1.1301 | 0.6074 | 0.91058 | 0.4604 | 0.59378 | 0.47503 | 0.8051 | 0.65367 | 0.4934 | 0.85035 | 1.2179 | 1.0644 | 1.4809 | 0.6108 | 0.57779 | 0.82143 | 0.69961 | 0.69417 | 1.4737 | 0.83606 | 0.96197 | 0.4672 | 0.4216 | 0.72922 | 0.43998 | 0.59787 | 0.99327 | 0.89289 | 0.85444 | 0.60842 | 0.6564 | 0.98374 | 0.5356 | 0.80169 | 0.41344 | 0.52777 | 0.41956 | 0.70948 | 0.57643 | 0.44883 | 0.75269 | 1.0668 | 0.93032 | 1.2757 | 0.53934 | 0.51144 | 0.70982 | 0.61828 | 0.62441 | 1.2692 | 0.73874 | 0.83096 | 0.41072 | 0.37022 | 0.6353 | 0.38724 | 0.51314 | 0.86397 | 0.77379 | 0.7401 | 0.53253 | 0.57167 | 0.85137 | 0.46584 | 0.69519 | 0.36614 | 0.46992 | 0.36614 | 0.61624 | 0.50497 | 0.40119 | 0.65299 | 0.92317 | 0.80476 | 1.0862 | 0.47367 | 0.44849 | 0.61012 | 0.54683 | 0.55363 | 1.0817 | 0.64312 | 0.71356 | 0.33347 | 0.30047 | 0.51144 | 0.31578 | 0.40323 | 0.69281 | 0.6176 | 0.59106 | 0.43181 | 0.45903 | 0.67817 | 0.37397 | 0.55669 | 0.30047 | 0.3903 | 0.29672 | 0.49442 | 0.40833 | 0.33483 | 0.52301 | 0.73772 | 0.64313 | 0.84933 | 0.38588 | 0.36376 | 0.48422 | 0.44951 | 0.45631 | 0.84525 | 0.51722 | 0.56724
246 | 0.10902 | 0.87855 | 0.13422 | 0.1754 | 0.12478 | 0.4966 | 0.12848 | 0.146 | 0.2744 | 1.1976 | 0.31412 | 0.3858 | 0.2982 | 1.868 | 0.3342 | 0.3834 | 0.52309 | 0.47287 | 0.80804 | 0.49849 | 0.68436 | 1.1152 | 1.0325 | 0.9799 | 0.70315 | 0.7503 | 1.1347 | 0.60988 | 0.9143 | 0.46227 | 0.59621 | 0.47697 | 0.80838 | 0.65634 | 0.49542 | 0.85382 | 1.2228 | 1.0687 | 1.4869 | 0.61329 | 0.58015 | 0.82478 | 0.70247 | 0.697 | 1.4798 | 0.83948 | 0.96589 | 0.46911 | 0.42332 | 0.73219 | 0.44178 | 0.60031 | 0.99732 | 0.89653 | 0.85793 | 0.6109 | 0.65908 | 0.98776 | 0.53778 | 0.80497 | 0.41513 | 0.52992 | 0.42128 | 0.71237 | 0.57878 | 0.45066 | 0.75577 | 1.0711 | 0.93412 | 1.2809 | 0.54154 | 0.51353 | 0.71272 | 0.62081 | 0.62696 | 1.2744 | 0.74176 | 0.83435 | 0.41239 | 0.37173 | 0.63789 | 0.38882 | 0.51523 | 0.86749 | 0.77695 | 0.74312 | 0.53471 | 0.574 | 0.85485 | 0.46774 | 0.69803 | 0.36763 | 0.47184 | 0.36763 | 0.61876 | 0.50703 | 0.40282 | 0.65566 | 0.92694 | 0.80804 | 1.0906 | 0.4756 | 0.45032 | 0.61261 | 0.54906 | 0.55589 | 1.0862 | 0.64575 | 0.71648 | 0.33483 | 0.30169 | 0.51353 | 0.31707 | 0.40488 | 0.69563 | 0.62012 | 0.59348 | 0.43358 | 0.46091 | 0.68094 | 0.37549 | 0.55897 | 0.30169 | 0.39189 | 0.29793 | 0.49644 | 0.41 | 0.3362 | 0.52514 | 0.74073 | 0.64575 | 0.8528 | 0.38745 | 0.36524 | 0.48619 | 0.45134 | 0.45818 | 0.8487 | 0.51933 | 0.56956
247 | 0.10989 | 0.88226 | 0.13529 | 0.1768 | 0.12529 | 0.4987 | 0.12936 | 0.147 | 0.2758 | 1.2032 | 0.31584 | 0.3881 | 0.2999 | 1.876 | 0.3364 | 0.3863 | 0.52522 | 0.47479 | 0.81133 | 0.50052 | 0.68714 | 1.1197 | 1.0367 | 0.98388 | 0.70601 | 0.75335 | 1.1393 | 0.61235 | 0.91802 | 0.46415 | 0.59863 | 0.47891 | 0.81167 | 0.65901 | 0.49743 | 0.8573 | 1.2278 | 1.0731 | 1.493 | 0.61578 | 0.58251 | 0.82814 | 0.70532 | 0.69983 | 1.4858 | 0.84289 | 0.96982 | 0.47102 | 0.42505 | 0.73517 | 0.44357 | 0.60275 | 1.0014 | 0.90018 | 0.86141 | 0.61338 | 0.66175 | 0.99177 | 0.53997 | 0.80824 | 0.41681 | 0.53208 | 0.42299 | 0.71527 | 0.58114 | 0.45249 | 0.75884 | 1.0755 | 0.93791 | 1.2861 | 0.54374 | 0.51561 | 0.71561 | 0.62333 | 0.62951 | 1.2796 | 0.74477 | 0.83774 | 0.41407 | 0.37324 | 0.64048 | 0.3904 | 0.51733 | 0.87102 | 0.78011 | 0.74615 | 0.53688 | 0.57633 | 0.85832 | 0.46964 | 0.70086 | 0.36913 | 0.47376 | 0.36913 | 0.62127 | 0.50909 | 0.40446 | 0.65832 | 0.93071 | 0.81133 | 1.095 | 0.47753 | 0.45215 | 0.6151 | 0.55129 | 0.55815 | 1.0906 | 0.64837 | 0.71939 | 0.33619 | 0.30292 | 0.51561 | 0.31836 | 0.40652 | 0.69846 | 0.62265 | 0.59589 | 0.43534 | 0.46278 | 0.68371 | 0.37702 | 0.56124 | 0.30292 | 0.39348 | 0.29914 | 0.49846 | 0.41167 | 0.33757 | 0.52728 | 0.74374 | 0.64838 | 0.85627 | 0.38903 | 0.36673 | 0.48817 | 0.45318 | 0.46004 | 0.85215 | 0.52144 | 0.57187
248 | 0.11076 | 0.88597 | 0.13636 | 0.1782 | 0.1258 | 0.5008 | 0.13024 | 0.148 | 0.2772 | 1.2088 | 0.31756 | 0.3904 | 0.3016 | 1.884 | 0.3386 | 0.3892 | 0.52734 | 0.47671 | 0.81461 | 0.50254 | 0.68992 | 1.1243 | 1.0409 | 0.98787 | 0.70887 | 0.7564 | 1.1439 | 0.61483 | 0.92173 | 0.46603 | 0.60106 | 0.48084 | 0.81496 | 0.66168 | 0.49944 | 0.86077 | 1.2328 | 1.0774 | 1.499 | 0.61828 | 0.58487 | 0.83149 | 0.70818 | 0.70267 | 1.4918 | 0.8463 | 0.97375 | 0.47292 | 0.42677 | 0.73814 | 0.44537 | 0.60519 | 1.0054 | 0.90382 | 0.8649 | 0.61587 | 0.66443 | 0.99579 | 0.54216 | 0.81151 | 0.4185 | 0.53423 | 0.4247 | 0.71817 | 0.58349 | 0.45432 | 0.76191 | 1.0798 | 0.94171 | 1.2913 | 0.54594 | 0.5177 | 0.71851 | 0.62586 | 0.63206 | 1.2848 | 0.74779 | 0.84113 | 0.41574 | 0.37476 | 0.64308 | 0.39198 | 0.51942 | 0.87454 | 0.78327 | 0.74917 | 0.53906 | 0.57867 | 0.8618 | 0.47154 | 0.7037 | 0.37062 | 0.47568 | 0.37062 | 0.62379 | 0.51116 | 0.4061 | 0.66099 | 0.93448 | 0.81461 | 1.0995 | 0.47947 | 0.45398 | 0.61759 | 0.55352 | 0.56041 | 1.095 | 0.651 | 0.7223 | 0.33756 | 0.30414 | 0.5177 | 0.31964 | 0.40817 | 0.70129 | 0.62517 | 0.5983 | 0.4371 | 0.46466 | 0.68648 | 0.37854 | 0.56351 | 0.30414 | 0.39508 | 0.30036 | 0.50048 | 0.41333 | 0.33893 | 0.52941 | 0.74676 | 0.651 | 0.85973 | 0.3906 | 0.36821 | 0.49014 | 0.45501 | 0.4619 | 0.8556 | 0.52356 | 0.57419
249 | 0.11163 | 0.88968 | 0.13743 | 0.1796 | 0.1263 | 0.5029 | 0.13112 | 0.149 | 0.2786 | 1.2144 | 0.31928 | 0.3927 | 0.3033 | 1.892 | 0.3408 | 0.3921 | 0.52947 | 0.47863 | 0.8179 | 0.50457 | 0.6927 | 1.1288 | 1.0451 | 0.99185 | 0.71173 | 0.75945 | 1.1485 | 0.61731 | 0.92545 | 0.46791 | 0.60348 | 0.48278 | 0.81824 | 0.66435 | 0.50146 | 0.86424 | 1.2377 | 1.0818 | 1.5051 | 0.62077 | 0.58723 | 0.83484 | 0.71103 | 0.7055 | 1.4978 | 0.84971 | 0.97767 | 0.47483 | 0.42849 | 0.74112 | 0.44716 | 0.60763 | 1.0095 | 0.90747 | 0.86839 | 0.61835 | 0.66711 | 0.9998 | 0.54434 | 0.81478 | 0.42019 | 0.53639 | 0.42641 | 0.72106 | 0.58584 | 0.45615 | 0.76498 | 1.0842 | 0.94551 | 1.2965 | 0.54815 | 0.51979 | 0.72141 | 0.62838 | 0.6346 | 1.29 | 0.7508 | 0.84452 | 0.41742 | 0.37627 | 0.64567 | 0.39356 | 0.52152 | 0.87807 | 0.78642 | 0.75219 | 0.54123 | 0.581 | 0.86527 | 0.47345 | 0.70654 | 0.37212 | 0.4776 | 0.37212 | 0.6263 | 0.51322 | 0.40774 | 0.66365 | 0.93825 | 0.8179 | 1.1039 | 0.4814 | 0.45581 | 0.62008 | 0.55575 | 0.56267 | 1.0994 | 0.65362 | 0.72521 | 0.33892 | 0.30537 | 0.51979 | 0.32093 | 0.40981 | 0.70412 | 0.62769 | 0.60071 | 0.43886 | 0.46653 | 0.68925 | 0.38007 | 0.56578 | 0.30537 | 0.39667 | 0.30157 | 0.5025 | 0.415 | 0.3403 | 0.53155 | 0.74977 | 0.65363 | 0.8632 | 0.39218 | 0.3697 | 0.49212 | 0.45685 | 0.46376 | 0.85905 | 0.52567 | 0.5765
250 | 0.1125 | 0.89339 | 0.1385 | 0.181 | 0.12681 | 0.505 | 0.132 | 0.15 | 0.28 | 1.22 | 0.321 | 0.395 | 0.305 | 1.9 | 0.343 | 0.395 | 0.5316 | 0.48056 | 0.82118 | 0.5066 | 0.69549 | 1.1333 | 1.0493 | 0.99583 | 0.71458 | 0.7625 | 1.1531 | 0.61979 | 0.92917 | 0.46979 | 0.6059 | 0.48472 | 0.82153 | 0.66701 | 0.50347 | 0.86771 | 1.2427 | 1.0861 | 1.5111 | 0.62326 | 0.58958 | 0.83819 | 0.71389 | 0.70833 | 1.5038 | 0.85313 | 0.9816 | 0.47674 | 0.43021 | 0.7441 | 0.44896 | 0.61007 | 1.0135 | 0.91111 | 0.87188 | 0.62083 | 0.66979 | 1.0038 | 0.54653 | 0.81806 | 0.42188 | 0.53854 | 0.42813 | 0.72396 | 0.58819 | 0.45799 | 0.76806 | 1.0885 | 0.94931 | 1.3017 | 0.55035 | 0.52188 | 0.72431 | 0.6309 | 0.63715 | 1.2951 | 0.75382 | 0.84792 | 0.4191 | 0.37778 | 0.64826 | 0.39514 | 0.52361 | 0.8816 | 0.78958 | 0.75521 | 0.5434 | 0.58333 | 0.86875 | 0.47535 | 0.70938 | 0.37361 | 0.47951 | 0.37361 | 0.62882 | 0.51528 | 0.40937 | 0.66632 | 0.94201 | 0.82118 | 1.1083 | 0.48333 | 0.45764 | 0.62257 | 0.55799 | 0.56493 | 1.1038 | 0.65625 | 0.72813 | 0.34028 | 0.3066 | 0.52188 | 0.32222 | 0.41146 | 0.70694 | 0.63021 | 0.60313 | 0.44063 | 0.4684 | 0.69201 | 0.3816 | 0.56806 | 0.3066 | 0.39826 | 0.30278 | 0.50451 | 0.41667 | 0.34167 | 0.53368 | 0.75278 | 0.65625 | 0.86667 | 0.39375 | 0.37118 | 0.4941 | 0.45868 | 0.46563 | 0.8625 | 0.52778 | 0.57882
251 | 0.11337 | 0.8971 | 0.13957 | 0.1824 | 0.12732 | 0.5071 | 0.13288 | 0.151 | 0.2814 | 1.2256 | 0.32272 | 0.3973 | 0.3067 | 1.908 | 0.3452 | 0.3979 | 0.53372 | 0.48248 | 0.82447 | 0.50862 | 0.69827 | 1.1379 | 1.0535 | 0.99982 | 0.71744 | 0.76555 | 1.1577 | 0.62227 | 0.93288 | 0.47167 | 0.60833 | 0.48666 | 0.82481 | 0.66968 | 0.50549 | 0.87118 | 1.2477 | 1.0905 | 1.5172 | 0.62576 | 0.59194 | 0.84155 | 0.71674 | 0.71117 | 1.5098 | 0.85654 | 0.98552 | 0.47864 | 0.43193 | 0.74707 | 0.45075 | 0.61251 | 1.0176 | 0.91476 | 0.87536 | 0.62332 | 0.67247 | 1.0078 | 0.54871 | 0.82133 | 0.42356 | 0.5407 | 0.42984 | 0.72685 | 0.59055 | 0.45982 | 0.77113 | 1.0929 | 0.9531 | 1.3069 | 0.55255 | 0.52396 | 0.7272 | 0.63343 | 0.6397 | 1.3003 | 0.75683 | 0.85131 | 0.42077 | 0.37929 | 0.65086 | 0.39672 | 0.52571 | 0.88512 | 0.79274 | 0.75823 | 0.54558 | 0.58567 | 0.87222 | 0.47725 | 0.71221 | 0.37511 | 0.48143 | 0.37511 | 0.63133 | 0.51734 | 0.41101 | 0.66898 | 0.94578 | 0.82447 | 1.1128 | 0.48527 | 0.45947 | 0.62506 | 0.56022 | 0.56719 | 1.1082 | 0.65888 | 0.73104 | 0.34164 | 0.30782 | 0.52396 | 0.32351 | 0.4131 | 0.70977 | 0.63273 | 0.60554 | 0.44239 | 0.47028 | 0.69478 | 0.38312 | 0.57033 | 0.30782 | 0.39986 | 0.30399 | 0.50653 | 0.41833 | 0.34303 | 0.53582 | 0.75579 | 0.65888 | 0.87013 | 0.39533 | 0.37267 | 0.49607 | 0.46052 | 0.46749 | 0.86595 | 0.52989 | 0.58113
252 | 0.11424 | 0.90081 | 0.14064 | 0.1838 | 0.12783 | 0.5092 | 0.13376 | 0.152 | 0.2828 | 1.2312 | 0.32444 | 0.3996 | 0.3084 | 1.916 | 0.3474 | 0.4008 | 0.53585 | 0.4844 | 0.82775 | 0.51065 | 0.70105 | 1.1424 | 1.0577 | 1.0038 | 0.7203 | 0.7686 | 1.1624 | 0.62475 | 0.9366 | 0.47355 | 0.61075 | 0.4886 | 0.8281 | 0.67235 | 0.5075 | 0.87465 | 1.2526 | 1.0948 | 1.5232 | 0.62825 | 0.5943 | 0.8449 | 0.7196 | 0.714 | 1.5159 | 0.85995 | 0.98945 | 0.48055 | 0.43365 | 0.75005 | 0.45255 | 0.61495 | 1.0216 | 0.9184 | 0.87885 | 0.6258 | 0.67515 | 1.0119 | 0.5509 | 0.8246 | 0.42525 | 0.54285 | 0.43155 | 0.72975 | 0.5929 | 0.46165 | 0.7742 | 1.0972 | 0.9569 | 1.3122 | 0.55475 | 0.52605 | 0.7301 | 0.63595 | 0.64225 | 1.3055 | 0.75985 | 0.8547 | 0.42245 | 0.3808 | 0.65345 | 0.3983 | 0.5278 | 0.88865 | 0.7959 | 0.76125 | 0.54775 | 0.588 | 0.8757 | 0.47915 | 0.71505 | 0.3766 | 0.48335 | 0.3766 | 0.63385 | 0.5194 | 0.41265 | 0.67165 | 0.94955 | 0.82775 | 1.1172 | 0.4872 | 0.4613 | 0.62755 | 0.56245 | 0.56945 | 1.1127 | 0.6615 | 0.73395 | 0.343 | 0.30905 | 0.52605 | 0.3248 | 0.41475 | 0.7126 | 0.63525 | 0.60795 | 0.44415 | 0.47215 | 0.69755 | 0.38465 | 0.5726 | 0.30905 | 0.40145 | 0.3052 | 0.50855 | 0.42 | 0.3444 | 0.53795 | 0.7588 | 0.6615 | 0.8736 | 0.3969 | 0.37415 | 0.49805 | 0.46235 | 0.46935 | 0.8694 | 0.532 | 0.58345
253 | 0.11511 | 0.90452 | 0.14171 | 0.1852 | 0.12833 | 0.5113 | 0.13464 | 0.153 | 0.2842 | 1.2368 | 0.32616 | 0.4019 | 0.3101 | 1.924 | 0.3496 | 0.4037 | 0.53798 | 0.48632 | 0.83104 | 0.51268 | 0.70383 | 1.1469 | 1.0619 | 1.0078 | 0.72316 | 0.77165 | 1.167 | 0.62723 | 0.94032 | 0.47543 | 0.61317 | 0.49054 | 0.83139 | 0.67502 | 0.50951 | 0.87812 | 1.2576 | 1.0991 | 1.5292 | 0.63074 | 0.59666 | 0.84825 | 0.72246 | 0.71683 | 1.5219 | 0.86336 | 0.99338 | 0.48246 | 0.43537 | 0.75303 | 0.45435 | 0.61739 | 1.0257 | 0.92204 | 0.88234 | 0.62828 | 0.67783 | 1.0159 | 0.55309 | 0.82787 | 0.42694 | 0.545 | 0.43326 | 0.73265 | 0.59525 | 0.46348 | 0.77727 | 1.1016 | 0.9607 | 1.3174 | 0.55695 | 0.52814 | 0.733 | 0.63847 | 0.6448 | 1.3107 | 0.76287 | 0.85809 | 0.42413 | 0.38231 | 0.65604 | 0.39988 | 0.52989 | 0.89218 | 0.79906 | 0.76427 | 0.54992 | 0.59033 | 0.87917 | 0.48105 | 0.71789 | 0.37809 | 0.48527 | 0.37809 | 0.63637 | 0.52146 | 0.41429 | 0.67432 | 0.95332 | 0.83104 | 1.1216 | 0.48913 | 0.46313 | 0.63004 | 0.56468 | 0.57171 | 1.1171 | 0.66413 | 0.73686 | 0.34436 | 0.31028 | 0.52814 | 0.32609 | 0.4164 | 0.71543 | 0.63777 | 0.61036 | 0.44591 | 0.47402 | 0.70032 | 0.38618 | 0.57487 | 0.31028 | 0.40304 | 0.30641 | 0.51057 | 0.42167 | 0.34577 | 0.54008 | 0.76181 | 0.66413 | 0.87707 | 0.39848 | 0.37563 | 0.50003 | 0.46418 | 0.47121 | 0.87285 | 0.53411 | 0.58577
254 | 0.11598 | 0.90823 | 0.14278 | 0.1866 | 0.12884 | 0.5134 | 0.13552 | 0.154 | 0.2856 | 1.2424 | 0.32788 | 0.4042 | 0.3118 | 1.932 | 0.3518 | 0.4066 | 0.5401 | 0.48824 | 0.83432 | 0.5147 | 0.70661 | 1.1515 | 1.0661 | 1.0118 | 0.72602 | 0.7747 | 1.1716 | 0.62971 | 0.94403 | 0.47731 | 0.6156 | 0.49248 | 0.83467 | 0.67769 | 0.51153 | 0.88159 | 1.2626 | 1.1035 | 1.5353 | 0.63324 | 0.59902 | 0.85161 | 0.72531 | 0.71967 | 1.5279 | 0.86678 | 0.9973 | 0.48436 | 0.43709 | 0.756 | 0.45614 | 0.61983 | 1.0298 | 0.92569 | 0.88583 | 0.63077 | 0.68051 | 1.0199 | 0.55527 | 0.83114 | 0.42863 | 0.54716 | 0.43498 | 0.73554 | 0.59761 | 0.46531 | 0.78034 | 1.106 | 0.96449 | 1.3226 | 0.55915 | 0.53023 | 0.73589 | 0.641 | 0.64735 | 1.3159 | 0.76588 | 0.86148 | 0.4258 | 0.38382 | 0.65864 | 0.40146 | 0.53199 | 0.8957 | 0.80222 | 0.76729 | 0.5521 | 0.59267 | 0.88265 | 0.48295 | 0.72073 | 0.37959 | 0.48719 | 0.37959 | 0.63888 | 0.52352 | 0.41592 | 0.67698 | 0.95709 | 0.83432 | 1.1261 | 0.49107 | 0.46496 | 0.63253 | 0.56691 | 0.57397 | 1.1215 | 0.66675 | 0.73978 | 0.34572 | 0.3115 | 0.53023 | 0.32738 | 0.41804 | 0.71826 | 0.64029 | 0.61278 | 0.44768 | 0.4759 | 0.70309 | 0.3877 | 0.57714 | 0.3115 | 0.40464 | 0.30762 | 0.51259 | 0.42333 | 0.34713 | 0.54222 | 0.76482 | 0.66675 | 0.88053 | 0.40005 | 0.37712 | 0.502 | 0.46602 | 0.47308 | 0.8763 | 0.53622 | 0.58808
255 | 0.11685 | 0.91194 | 0.14385 | 0.188 | 0.12935 | 0.5155 | 0.1364 | 0.155 | 0.287 | 1.248 | 0.3296 | 0.4065 | 0.3135 | 1.94 | 0.354 | 0.4095 | 0.54223 | 0.49017 | 0.8376 | 0.51673 | 0.7094 | 1.156 | 1.0703 | 1.0158 | 0.72888 | 0.77775 | 1.1762 | 0.63219 | 0.94775 | 0.47919 | 0.61802 | 0.49442 | 0.83796 | 0.68035 | 0.51354 | 0.88506 | 1.2676 | 1.1078 | 1.5413 | 0.63573 | 0.60138 | 0.85496 | 0.72817 | 0.7225 | 1.5339 | 0.87019 | 1.0012 | 0.48627 | 0.43881 | 0.75898 | 0.45794 | 0.62227 | 1.0338 | 0.92933 | 0.88931 | 0.63325 | 0.68319 | 1.0239 | 0.55746 | 0.83442 | 0.43031 | 0.54931 | 0.43669 | 0.73844 | 0.59996 | 0.46715 | 0.78342 | 1.1103 | 0.96829 | 1.3278 | 0.56135 | 0.53231 | 0.73879 | 0.64352 | 0.6499 | 1.321 | 0.7689 | 0.86487 | 0.42748 | 0.38533 | 0.66123 | 0.40304 | 0.53408 | 0.89923 | 0.80537 | 0.77031 | 0.55427 | 0.595 | 0.88612 | 0.48485 | 0.72356 | 0.38108 | 0.4891 | 0.38108 | 0.6414 | 0.52558 | 0.41756 | 0.67965 | 0.96085 | 0.8376 | 1.1305 | 0.493 | 0.46679 | 0.63502 | 0.56915 | 0.57623 | 1.1259 | 0.66938 | 0.74269 | 0.34708 | 0.31273 | 0.53231 | 0.32867 | 0.41969 | 0.72108 | 0.64281 | 0.61519 | 0.44944 | 0.47777 | 0.70585 | 0.38923 | 0.57942 | 0.31273 | 0.40623 | 0.30883 | 0.5146 | 0.425 | 0.3485 | 0.54435 | 0.76783 | 0.66938 | 0.884 | 0.40163 | 0.3786 | 0.50398 | 0.46785 | 0.47494 | 0.87975 | 0.53833 | 0.5904
256 | 0.11772 | 0.91565 | 0.14492 | 0.1894 | 0.12986 | 0.5176 | 0.13728 | 0.156 | 0.2884 | 1.2536 | 0.33132 | 0.4088 | 0.3152 | 1.948 | 0.3562 | 0.4124 | 0.54436 | 0.49209 | 0.84089 | 0.51876 | 0.71218 | 1.1605 | 1.0745 | 1.0197 | 0.73173 | 0.7808 | 1.1808 | 0.63467 | 0.95147 | 0.48107 | 0.62044 | 0.49636 | 0.84124 | 0.68302 | 0.51556 | 0.88853 | 1.2725 | 1.1122 | 1.5474 | 0.63822 | 0.60373 | 0.85831 | 0.73102 | 0.72533 | 1.5399 | 0.8736 | 1.0052 | 0.48818 | 0.44053 | 0.76196 | 0.45973 | 0.62471 | 1.0379 | 0.93298 | 0.8928 | 0.63573 | 0.68587 | 1.0279 | 0.55964 | 0.83769 | 0.432 | 0.55147 | 0.4384 | 0.74133 | 0.60231 | 0.46898 | 0.78649 | 1.1147 | 0.97209 | 1.333 | 0.56356 | 0.5344 | 0.74169 | 0.64604 | 0.65244 | 1.3262 | 0.77191 | 0.86827 | 0.42916 | 0.38684 | 0.66382 | 0.40462 | 0.53618 | 0.90276 | 0.80853 | 0.77333 | 0.55644 | 0.59733 | 0.8896 | 0.48676 | 0.7264 | 0.38258 | 0.49102 | 0.38258 | 0.64391 | 0.52764 | 0.4192 | 0.68231 | 0.96462 | 0.84089 | 1.1349 | 0.49493 | 0.46862 | 0.63751 | 0.57138 | 0.57849 | 1.1303 | 0.672 | 0.7456 | 0.34844 | 0.31396 | 0.5344 | 0.32996 | 0.42133 | 0.72391 | 0.64533 | 0.6176 | 0.4512 | 0.47964 | 0.70862 | 0.39076 | 0.58169 | 0.31396 | 0.40782 | 0.31004 | 0.51662 | 0.42667 | 0.34987 | 0.54649 | 0.77084 | 0.672 | 0.88747 | 0.4032 | 0.38009 | 0.50596 | 0.46969 | 0.4768 | 0.8832 | 0.54044 | 0.59271
257 | 0.11859 | 0.91935 | 0.14599 | 0.1908 | 0.13036 | 0.5197 | 0.13816 | 0.157 | 0.2898 | 1.2592 | 0.33304 | 0.4111 | 0.3169 | 1.956 | 0.3584 | 0.4153 | 0.54648 | 0.49401 | 0.84417 | 0.52078 | 0.71496 | 1.1651 | 1.0787 | 1.0237 | 0.73459 | 0.78385 | 1.1854 | 0.63715 | 0.95518 | 0.48295 | 0.62287 | 0.49829 | 0.84453 | 0.68569 | 0.51757 | 0.892 | 1.2775 | 1.1165 | 1.5534 | 0.64072 | 0.60609 | 0.86166 | 0.73388 | 0.72817 | 1.5459 | 0.87701 | 1.0091 | 0.49008 | 0.44225 | 0.76493 | 0.46153 | 0.62715 | 1.0419 | 0.93662 | 0.89629 | 0.63822 | 0.68855 | 1.0319 | 0.56183 | 0.84096 | 0.43369 | 0.55362 | 0.44011 | 0.74423 | 0.60466 | 0.47081 | 0.78956 | 1.119 | 0.97589 | 1.3382 | 0.56576 | 0.53649 | 0.74459 | 0.64857 | 0.65499 | 1.3314 | 0.77493 | 0.87166 | 0.43083 | 0.38836 | 0.66642 | 0.4062 | 0.53827 | 0.90628 | 0.81169 | 0.77635 | 0.55862 | 0.59967 | 0.89307 | 0.48866 | 0.72924 | 0.38407 | 0.49294 | 0.38407 | 0.64643 | 0.52971 | 0.42084 | 0.68498 | 0.96839 | 0.84417 | 1.1394 | 0.49687 | 0.47045 | 0.64 | 0.57361 | 0.58075 | 1.1347 | 0.67463 | 0.74851 | 0.34981 | 0.31518 | 0.53649 | 0.33124 | 0.42298 | 0.72674 | 0.64785 | 0.62001 | 0.45296 | 0.48152 | 0.71139 | 0.39228 | 0.58396 | 0.31518 | 0.40942 | 0.31126 | 0.51864 | 0.42833 | 0.35123 | 0.54862 | 0.77386 | 0.67463 | 0.89093 | 0.40478 | 0.38157 | 0.50793 | 0.47152 | 0.47866 | 0.88665 | 0.54256 | 0.59503
258 | 0.11946 | 0.92306 | 0.14706 | 0.1922 | 0.13087 | 0.5218 | 0.13904 | 0.158 | 0.2912 | 1.2648 | 0.33476 | 0.4134 | 0.3186 | 1.964 | 0.3606 | 0.4182 | 0.54861 | 0.49593 | 0.84746 | 0.52281 | 0.71774 | 1.1696 | 1.0829 | 1.0277 | 0.73745 | 0.7869 | 1.19 | 0.63963 | 0.9589 | 0.48482 | 0.62529 | 0.50023 | 0.84782 | 0.68836 | 0.51958 | 0.89547 | 1.2825 | 1.1209 | 1.5595 | 0.64321 | 0.60845 | 0.86502 | 0.73673 | 0.731 | 1.5519 | 0.88043 | 1.013 | 0.49199 | 0.44397 | 0.76791 | 0.46333 | 0.62959 | 1.046 | 0.94027 | 0.89978 | 0.6407 | 0.69123 | 1.0359 | 0.56402 | 0.84423 | 0.43538 | 0.55577 | 0.44183 | 0.74712 | 0.60702 | 0.47264 | 0.79263 | 1.1234 | 0.97968 | 1.3434 | 0.56796 | 0.53858 | 0.74748 | 0.65109 | 0.65754 | 1.3366 | 0.77794 | 0.87505 | 0.43251 | 0.38987 | 0.66901 | 0.40778 | 0.54037 | 0.90981 | 0.81485 | 0.77937 | 0.56079 | 0.602 | 0.89655 | 0.49056 | 0.73208 | 0.38557 | 0.49486 | 0.38557 | 0.64894 | 0.53177 | 0.42247 | 0.68764 | 0.97216 | 0.84746 | 1.1438 | 0.4988 | 0.47228 | 0.64249 | 0.57584 | 0.58301 | 1.1391 | 0.67725 | 0.75143 | 0.35117 | 0.31641 | 0.53858 | 0.33253 | 0.42463 | 0.72957 | 0.65037 | 0.62243 | 0.45473 | 0.48339 | 0.71416 | 0.39381 | 0.58623 | 0.31641 | 0.41101 | 0.31247 | 0.52066 | 0.43 | 0.3526 | 0.55076 | 0.77687 | 0.67725 | 0.8944 | 0.40635 | 0.38306 | 0.50991 | 0.47336 | 0.48053 | 0.8901 | 0.54467 | 0.59734
259 | 0.12033 | 0.92677 | 0.14813 | 0.1936 | 0.13138 | 0.5239 | 0.13992 | 0.159 | 0.2926 | 1.2704 | 0.33648 | 0.4157 | 0.3203 | 1.972 | 0.3628 | 0.4211 | 0.55073 | 0.49786 | 0.85074 | 0.52483 | 0.72052 | 1.1741 | 1.0871 | 1.0317 | 0.74031 | 0.78995 | 1.1946 | 0.6421 | 0.96262 | 0.4867 | 0.62772 | 0.50217 | 0.8511 | 0.69103 | 0.5216 | 0.89895 | 1.2874 | 1.1252 | 1.5655 | 0.6457 | 0.61081 | 0.86837 | 0.73959 | 0.73383 | 1.558 | 0.88384 | 1.0169 | 0.4939 | 0.4457 | 0.77088 | 0.46512 | 0.63203 | 1.05 | 0.94391 | 0.90326 | 0.64318 | 0.6939 | 1.04 | 0.5662 | 0.84751 | 0.43706 | 0.55793 | 0.44354 | 0.75002 | 0.60937 | 0.47447 | 0.79571 | 1.1277 | 0.98348 | 1.3486 | 0.57016 | 0.54066 | 0.75038 | 0.65362 | 0.66009 | 1.3418 | 0.78096 | 0.87844 | 0.43418 | 0.39138 | 0.6716 | 0.40936 | 0.54246 | 0.91333 | 0.81801 | 0.7824 | 0.56297 | 0.60433 | 0.90002 | 0.49246 | 0.73491 | 0.38706 | 0.49678 | 0.38706 | 0.65146 | 0.53383 | 0.42411 | 0.69031 | 0.97593 | 0.85074 | 1.1482 | 0.50073 | 0.47411 | 0.64498 | 0.57807 | 0.58527 | 1.1436 | 0.67988 | 0.75434 | 0.35253 | 0.31763 | 0.54066 | 0.33382 | 0.42627 | 0.73239 | 0.6529 | 0.62484 | 0.45649 | 0.48527 | 0.71693 | 0.39533 | 0.58851 | 0.31763 | 0.4126 | 0.31368 | 0.52268 | 0.43167 | 0.35397 | 0.55289 | 0.77988 | 0.67988 | 0.89787 | 0.40793 | 0.38454 | 0.51188 | 0.47519 | 0.48239 | 0.89355 | 0.54678 | 0.59966
260 | 0.1212 | 0.93048 | 0.1492 | 0.195 | 0.13188 | 0.526 | 0.1408 | 0.16 | 0.294 | 1.276 | 0.3382 | 0.418 | 0.322 | 1.98 | 0.365 | 0.424 | 0.55286 | 0.49978 | 0.85403 | 0.52686 | 0.72331 | 1.1787 | 1.0913 | 1.0357 | 0.74317 | 0.793 | 1.1993 | 0.64458 | 0.96633 | 0.48858 | 0.63014 | 0.50411 | 0.85439 | 0.69369 | 0.52361 | 0.90242 | 1.2924 | 1.1296 | 1.5716 | 0.64819 | 0.61317 | 0.87172 | 0.74244 | 0.73667 | 1.564 | 0.88725 | 1.0209 | 0.49581 | 0.44742 | 0.77386 | 0.46692 | 0.63447 | 1.0541 | 0.94756 | 0.90675 | 0.64567 | 0.69658 | 1.044 | 0.56839 | 0.85078 | 0.43875 | 0.56008 | 0.44525 | 0.75292 | 0.61172 | 0.47631 | 0.79878 | 1.1321 | 0.98728 | 1.3538 | 0.57236 | 0.54275 | 0.75328 | 0.65614 | 0.66264 | 1.3469 | 0.78397 | 0.88183 | 0.43586 | 0.39289 | 0.67419 | 0.41094 | 0.54456 | 0.91686 | 0.82117 | 0.78542 | 0.56514 | 0.60667 | 0.9035 | 0.49436 | 0.73775 | 0.38856 | 0.49869 | 0.38856 | 0.65397 | 0.53589 | 0.42575 | 0.69297 | 0.97969 | 0.85403 | 1.1527 | 0.50267 | 0.47594 | 0.64747 | 0.58031 | 0.58753 | 1.148 | 0.6825 | 0.75725 | 0.35389 | 0.31886 | 0.54275 | 0.33511 | 0.42792 | 0.73522 | 0.65542 | 0.62725 | 0.45825 | 0.48714 | 0.71969 | 0.39686 | 0.59078 | 0.31886 | 0.41419 | 0.31489 | 0.52469 | 0.43333 | 0.35533 | 0.55503 | 0.78289 | 0.6825 | 0.90133 | 0.4095 | 0.38603 | 0.51386 | 0.47703 | 0.48425 | 0.897 | 0.54889 | 0.60197
261 | 0.12207 | 0.93419 | 0.15027 | 0.1964 | 0.13239 | 0.5281 | 0.14168 | 0.161 | 0.2954 | 1.2816 | 0.33992 | 0.4203 | 0.3237 | 1.988 | 0.3672 | 0.4269 | 0.55499 | 0.5017 | 0.85731 | 0.52889 | 0.72609 | 1.1832 | 1.0955 | 1.0397 | 0.74603 | 0.79605 | 1.2039 | 0.64706 | 0.97005 | 0.49046 | 0.63256 | 0.50605 | 0.85767 | 0.69636 | 0.52563 | 0.90589 | 1.2974 | 1.1339 | 1.5776 | 0.65069 | 0.61553 | 0.87507 | 0.7453 | 0.7395 | 1.57 | 0.89066 | 1.0248 | 0.49771 | 0.44914 | 0.77684 | 0.46871 | 0.63691 | 1.0581 | 0.9512 | 0.91024 | 0.64815 | 0.69926 | 1.048 | 0.57058 | 0.85405 | 0.44044 | 0.56224 | 0.44696 | 0.75581 | 0.61408 | 0.47814 | 0.80185 | 1.1364 | 0.99107 | 1.359 | 0.57456 | 0.54484 | 0.75617 | 0.65866 | 0.66519 | 1.3521 | 0.78699 | 0.88522 | 0.43754 | 0.3944 | 0.67679 | 0.41253 | 0.54665 | 0.92039 | 0.82432 | 0.78844 | 0.56731 | 0.609 | 0.90697 | 0.49626 | 0.74059 | 0.39005 | 0.50061 | 0.39005 | 0.65649 | 0.53795 | 0.42739 | 0.69564 | 0.98346 | 0.85731 | 1.1571 | 0.5046 | 0.47777 | 0.64996 | 0.58254 | 0.58979 | 1.1524 | 0.68513 | 0.76016 | 0.35525 | 0.32009 | 0.54484 | 0.3364 | 0.42956 | 0.73805 | 0.65794 | 0.62966 | 0.46001 | 0.48901 | 0.72246 | 0.39839 | 0.59305 | 0.32009 | 0.41579 | 0.3161 | 0.52671 | 0.435 | 0.3567 | 0.55716 | 0.7859 | 0.68513 | 0.9048 | 0.41107 | 0.38751 | 0.51584 | 0.47886 | 0.48611 | 0.90045 | 0.551 | 0.60429
262 | 0.12294 | 0.9379 | 0.15134 | 0.1978 | 0.1329 | 0.5302 | 0.14256 | 0.162 | 0.2968 | 1.2872 | 0.34164 | 0.4226 | 0.3254 | 1.996 | 0.3694 | 0.4298 | 0.55711 | 0.50362 | 0.8606 | 0.53091 | 0.72887 | 1.1877 | 1.0997 | 1.0436 | 0.74888 | 0.7991 | 1.2085 | 0.64954 | 0.97377 | 0.49234 | 0.63499 | 0.50799 | 0.86096 | 0.69903 | 0.52764 | 0.90936 | 1.3024 | 1.1382 | 1.5836 | 0.65318 | 0.61788 | 0.87843 | 0.74816 | 0.74233 | 1.576 | 0.89408 | 1.0287 | 0.49962 | 0.45086 | 0.77981 | 0.47051 | 0.63935 | 1.0622 | 0.95484 | 0.91373 | 0.65063 | 0.70194 | 1.052 | 0.57276 | 0.85732 | 0.44213 | 0.56439 | 0.44868 | 0.75871 | 0.61643 | 0.47997 | 0.80492 | 1.1408 | 0.99487 | 1.3642 | 0.57676 | 0.54693 | 0.75907 | 0.66119 | 0.66774 | 1.3573 | 0.79 | 0.88862 | 0.43921 | 0.39591 | 0.67938 | 0.41411 | 0.54874 | 0.92391 | 0.82748 | 0.79146 | 0.56949 | 0.61133 | 0.91045 | 0.49816 | 0.74343 | 0.39154 | 0.50253 | 0.39154 | 0.659 | 0.54001 | 0.42902 | 0.6983 | 0.98723 | 0.8606 | 1.1615 | 0.50653 | 0.47961 | 0.65245 | 0.58477 | 0.59205 | 1.1568 | 0.68775 | 0.76308 | 0.35661 | 0.32131 | 0.54693 | 0.33769 | 0.43121 | 0.74088 | 0.66046 | 0.63208 | 0.46178 | 0.49089 | 0.72523 | 0.39991 | 0.59532 | 0.32131 | 0.41738 | 0.31731 | 0.52873 | 0.43667 | 0.35807 | 0.5593 | 0.78891 | 0.68775 | 0.90827 | 0.41265 | 0.389 | 0.51781 | 0.4807 | 0.48798 | 0.9039 | 0.55311 | 0.6066
263 | 0.12381 | 0.94161 | 0.15241 | 0.1992 | 0.13341 | 0.5323 | 0.14344 | 0.163 | 0.2982 | 1.2928 | 0.34336 | 0.4249 | 0.3271 | 2.004 | 0.3716 | 0.4327 | 0.55924 | 0.50554 | 0.86388 | 0.53294 | 0.73165 | 1.1923 | 1.1039 | 1.0476 | 0.75174 | 0.80215 | 1.2131 | 0.65202 | 0.97748 | 0.49422 | 0.63741 | 0.50993 | 0.86425 | 0.7017 | 0.52965 | 0.91283 | 1.3073 | 1.1426 | 1.5897 | 0.65567 | 0.62024 | 0.88178 | 0.75101 | 0.74517 | 1.582 | 0.89749 | 1.0326 | 0.50153 | 0.45258 | 0.78279 | 0.4723 | 0.64179 | 1.0662 | 0.95849 | 0.91721 | 0.65312 | 0.70462 | 1.056 | 0.57495 | 0.86059 | 0.44381 | 0.56655 | 0.45039 | 0.7616 | 0.61878 | 0.4818 | 0.80799 | 1.1451 | 0.99867 | 1.3694 | 0.57897 | 0.54901 | 0.76197 | 0.66371 | 0.67028 | 1.3625 | 0.79302 | 0.89201 | 0.44089 | 0.39742 | 0.68197 | 0.41569 | 0.55084 | 0.92744 | 0.83064 | 0.79448 | 0.57166 | 0.61367 | 0.91392 | 0.50007 | 0.74626 | 0.39304 | 0.50445 | 0.39304 | 0.66152 | 0.54207 | 0.43066 | 0.70097 | 0.991 | 0.86388 | 1.166 | 0.50847 | 0.48144 | 0.65494 | 0.587 | 0.59431 | 1.1612 | 0.69038 | 0.76599 | 0.35797 | 0.32254 | 0.54901 | 0.33898 | 0.43285 | 0.74371 | 0.66298 | 0.63449 | 0.46354 | 0.49276 | 0.728 | 0.40144 | 0.59759 | 0.32254 | 0.41897 | 0.31852 | 0.53075 | 0.43833 | 0.35943 | 0.56143 | 0.79192 | 0.69038 | 0.91173 | 0.41422 | 0.39048 | 0.51979 | 0.48253 | 0.48984 | 0.90735 | 0.55522 | 0.60892
264 | 0.12468 | 0.94532 | 0.15348 | 0.2006 | 0.13391 | 0.5344 | 0.14432 | 0.164 | 0.2996 | 1.2984 | 0.34508 | 0.4272 | 0.3288 | 2.012 | 0.3738 | 0.4356 | 0.56137 | 0.50747 | 0.86717 | 0.53497 | 0.73443 | 1.1968 | 1.1081 | 1.0516 | 0.7546 | 0.8052 | 1.2177 | 0.6545 | 0.9812 | 0.4961 | 0.63983 | 0.51187 | 0.86753 | 0.70437 | 0.53167 | 0.9163 | 1.3123 | 1.1469 | 1.5957 | 0.65817 | 0.6226 | 0.88513 | 0.75387 | 0.748 | 1.588 | 0.9009 | 1.0366 | 0.50343 | 0.4543 | 0.78577 | 0.4741 | 0.64423 | 1.0703 | 0.96213 | 0.9207 | 0.6556 | 0.7073 | 1.06 | 0.57713 | 0.86387 | 0.4455 | 0.5687 | 0.4521 | 0.7645 | 0.62113 | 0.48363 | 0.81107 | 1.1495 | 1.0025 | 1.3746 | 0.58117 | 0.5511 | 0.76487 | 0.66623 | 0.67283 | 1.3677 | 0.79603 | 0.8954 | 0.44257 | 0.39893 | 0.68457 | 0.41727 | 0.55293 | 0.93097 | 0.8338 | 0.7975 | 0.57383 | 0.616 | 0.9174 | 0.50197 | 0.7491 | 0.39453 | 0.50637 | 0.39453 | 0.66403 | 0.54413 | 0.4323 | 0.70363 | 0.99477 | 0.86717 | 1.1704 | 0.5104 | 0.48327 | 0.65743 | 0.58923 | 0.59657 | 1.1656 | 0.693 | 0.7689 | 0.35933 | 0.32377 | 0.5511 | 0.34027 | 0.4345 | 0.74653 | 0.6655 | 0.6369 | 0.4653 | 0.49463 | 0.73077 | 0.40297 | 0.59987 | 0.32377 | 0.42057 | 0.31973 | 0.53277 | 0.44 | 0.3608 | 0.56357 | 0.79493 | 0.693 | 0.9152 | 0.4158 | 0.39197 | 0.52177 | 0.48437 | 0.4917 | 0.9108 | 0.55733 | 0.61123
265 | 0.12555 | 0.94903 | 0.15455 | 0.202 | 0.13442 | 0.5365 | 0.1452 | 0.165 | 0.301 | 1.304 | 0.3468 | 0.4295 | 0.3305 | 2.02 | 0.376 | 0.4385 | 0.56349 | 0.50939 | 0.87045 | 0.53699 | 0.73722 | 1.2013 | 1.1123 | 1.0556 | 0.75746 | 0.80825 | 1.2223 | 0.65698 | 0.98492 | 0.49798 | 0.64226 | 0.51381 | 0.87082 | 0.70703 | 0.53368 | 0.91977 | 1.3173 | 1.1513 | 1.6018 | 0.66066 | 0.62496 | 0.88849 | 0.75672 | 0.75083 | 1.594 | 0.90431 | 1.0405 | 0.50534 | 0.45602 | 0.78874 | 0.4759 | 0.64667 | 1.0744 | 0.96578 | 0.92419 | 0.65808 | 0.70998 | 1.064 | 0.57932 | 0.86714 | 0.44719 | 0.57085 | 0.45381 | 0.7674 | 0.62349 | 0.48547 | 0.81414 | 1.1539 | 1.0063 | 1.3798 | 0.58337 | 0.55319 | 0.76776 | 0.66876 | 0.67538 | 1.3728 | 0.79905 | 0.89879 | 0.44424 | 0.40044 | 0.68716 | 0.41885 | 0.55503 | 0.93449 | 0.83696 | 0.80052 | 0.57601 | 0.61833 | 0.92087 | 0.50387 | 0.75194 | 0.39603 | 0.50828 | 0.39603 | 0.66655 | 0.54619 | 0.43394 | 0.7063 | 0.99853 | 0.87045 | 1.1748 | 0.51233 | 0.4851 | 0.65992 | 0.59147 | 0.59883 | 1.17 | 0.69563 | 0.77181 | 0.36069 | 0.32499 | 0.55319 | 0.34156 | 0.43615 | 0.74936 | 0.66802 | 0.63931 | 0.46706 | 0.49651 | 0.73353 | 0.40449 | 0.60214 | 0.32499 | 0.42216 | 0.32094 | 0.53478 | 0.44167 | 0.36217 | 0.5657 | 0.79794 | 0.69563 | 0.91867 | 0.41737 | 0.39345 | 0.52374 | 0.4862 | 0.49356 | 0.91425 | 0.55944 | 0.61355
266 | 0.12642 | 0.95274 | 0.15562 | 0.2034 | 0.13493 | 0.5386 | 0.14608 | 0.166 | 0.3024 | 1.3096 | 0.34852 | 0.4318 | 0.3322 | 2.028 | 0.3782 | 0.4414 | 0.56562 | 0.51131 | 0.87374 | 0.53902 | 0.74 | 1.2059 | 1.1165 | 1.0596 | 0.76032 | 0.8113 | 1.2269 | 0.65946 | 0.98863 | 0.49986 | 0.64468 | 0.51574 | 0.87411 | 0.7097 | 0.53569 | 0.92324 | 1.3222 | 1.1556 | 1.6078 | 0.66315 | 0.62732 | 0.89184 | 0.75958 | 0.75367 | 1.6001 | 0.90773 | 1.0444 | 0.50725 | 0.45774 | 0.79172 | 0.47769 | 0.64911 | 1.0784 | 0.96942 | 0.92768 | 0.66057 | 0.71266 | 1.0681 | 0.58151 | 0.87041 | 0.44888 | 0.57301 | 0.45553 | 0.77029 | 0.62584 | 0.4873 | 0.81721 | 1.1582 | 1.0101 | 1.385 | 0.58557 | 0.55528 | 0.77066 | 0.67128 | 0.67793 | 1.378 | 0.80206 | 0.90218 | 0.44592 | 0.40196 | 0.68975 | 0.42043 | 0.55712 | 0.93802 | 0.84012 | 0.80354 | 0.57818 | 0.62067 | 0.92435 | 0.50577 | 0.75478 | 0.39752 | 0.5102 | 0.39752 | 0.66906 | 0.54826 | 0.43557 | 0.70896 | 1.0023 | 0.87374 | 1.1793 | 0.51427 | 0.48693 | 0.66241 | 0.5937 | 0.60109 | 1.1745 | 0.69825 | 0.77473 | 0.36206 | 0.32622 | 0.55528 | 0.34284 | 0.43779 | 0.75219 | 0.67054 | 0.64173 | 0.46883 | 0.49838 | 0.7363 | 0.40602 | 0.60441 | 0.32622 | 0.42375 | 0.32216 | 0.5368 | 0.44333 | 0.36353 | 0.56784 | 0.80096 | 0.69825 | 0.92213 | 0.41895 | 0.39494 | 0.52572 | 0.48804 | 0.49543 | 0.9177 | 0.56156 | 0.61586
267 | 0.12729 | 0.95645 | 0.15669 | 0.2048 | 0.13543 | 0.5407 | 0.14696 | 0.167 | 0.3038 | 1.3152 | 0.35024 | 0.4341 | 0.3339 | 2.036 | 0.3804 | 0.4443 | 0.56775 | 0.51323 | 0.87702 | 0.54105 | 0.74278 | 1.2104 | 1.1207 | 1.0636 | 0.76318 | 0.81435 | 1.2315 | 0.66194 | 0.99235 | 0.50174 | 0.6471 | 0.51768 | 0.87739 | 0.71237 | 0.53771 | 0.92671 | 1.3272 | 1.16 | 1.6139 | 0.66565 | 0.62968 | 0.89519 | 0.76243 | 0.7565 | 1.6061 | 0.91114 | 1.0483 | 0.50915 | 0.45946 | 0.7947 | 0.47949 | 0.65155 | 1.0825 | 0.97307 | 0.93116 | 0.66305 | 0.71534 | 1.0721 | 0.58369 | 0.87368 | 0.45056 | 0.57516 | 0.45724 | 0.77319 | 0.62819 | 0.48913 | 0.82028 | 1.1626 | 1.0139 | 1.3903 | 0.58777 | 0.55736 | 0.77356 | 0.6738 | 0.68048 | 1.3832 | 0.80508 | 0.90557 | 0.4476 | 0.40347 | 0.69235 | 0.42201 | 0.55922 | 0.94155 | 0.84327 | 0.80656 | 0.58035 | 0.623 | 0.92782 | 0.50767 | 0.75761 | 0.39902 | 0.51212 | 0.39902 | 0.67158 | 0.55032 | 0.43721 | 0.71163 | 1.0061 | 0.87702 | 1.1837 | 0.5162 | 0.48876 | 0.6649 | 0.59593 | 0.60335 | 1.1789 | 0.70088 | 0.77764 | 0.36342 | 0.32745 | 0.55736 | 0.34413 | 0.43944 | 0.75502 | 0.67306 | 0.64414 | 0.47059 | 0.50025 | 0.73907 | 0.40755 | 0.60668 | 0.32745 | 0.42535 | 0.32337 | 0.53882 | 0.445 | 0.3649 | 0.56997 | 0.80397 | 0.70088 | 0.9256 | 0.42052 | 0.39642 | 0.5277 | 0.48987 | 0.49729 | 0.92115 | 0.56367 | 0.61818
268 | 0.12816 | 0.96016 | 0.15776 | 0.2062 | 0.13594 | 0.5428 | 0.14784 | 0.168 | 0.3052 | 1.3208 | 0.35196 | 0.4364 | 0.3356 | 2.044 | 0.3826 | 0.4472 | 0.56987 | 0.51516 | 0.88031 | 0.54307 | 0.74556 | 1.2149 | 1.1249 | 1.0675 | 0.76603 | 0.8174 | 1.2362 | 0.66442 | 0.99607 | 0.50362 | 0.64953 | 0.51962 | 0.88068 | 0.71504 | 0.53972 | 0.93018 | 1.3322 | 1.1643 | 1.6199 | 0.66814 | 0.63203 | 0.89854 | 0.76529 | 0.75933 | 1.6121 | 0.91455 | 1.0523 | 0.51106 | 0.46118 | 0.79767 | 0.48128 | 0.65399 | 1.0865 | 0.97671 | 0.93465 | 0.66553 | 0.71802 | 1.0761 | 0.58588 | 0.87696 | 0.45225 | 0.57732 | 0.45895 | 0.77608 | 0.63054 | 0.49096 | 0.82336 | 1.1669 | 1.0177 | 1.3955 | 0.58997 | 0.55945 | 0.77646 | 0.67633 | 0.68303 | 1.3884 | 0.80809 | 0.90897 | 0.44927 | 0.40498 | 0.69494 | 0.42359 | 0.56131 | 0.94507 | 0.84643 | 0.80958 | 0.58253 | 0.62533 | 0.9313 | 0.50957 | 0.76045 | 0.40051 | 0.51404 | 0.40051 | 0.67409 | 0.55238 | 0.43885 | 0.71429 | 1.0098 | 0.88031 | 1.1881 | 0.51813 | 0.49059 | 0.66739 | 0.59816 | 0.60561 | 1.1833 | 0.7035 | 0.78055 | 0.36478 | 0.32867 | 0.55945 | 0.34542 | 0.44108 | 0.75784 | 0.67558 | 0.64655 | 0.47235 | 0.50213 | 0.74184 | 0.40907 | 0.60896 | 0.32867 | 0.42694 | 0.32458 | 0.54084 | 0.44667 | 0.36627 | 0.57211 | 0.80698 | 0.7035 | 0.92907 | 0.4221 | 0.39791 | 0.52967 | 0.49171 | 0.49915 | 0.9246 | 0.56578 | 0.62049
269 | 0.12903 | 0.96387 | 0.15883 | 0.2076 | 0.13645 | 0.5449 | 0.14872 | 0.169 | 0.3066 | 1.3264 | 0.35368 | 0.4387 | 0.3373 | 2.052 | 0.3848 | 0.4501 | 0.572 | 0.51708 | 0.88359 | 0.5451 | 0.74834 | 1.2195 | 1.1291 | 1.0715 | 0.76889 | 0.82045 | 1.2408 | 0.6669 | 0.99978 | 0.5055 | 0.65195 | 0.52156 | 0.88396 | 0.71771 | 0.54174 | 0.93365 | 1.3372 | 1.1687 | 1.626 | 0.67063 | 0.63439 | 0.9019 | 0.76814 | 0.76217 | 1.6181 | 0.91796 | 1.0562 | 0.51297 | 0.4629 | 0.80065 | 0.48308 | 0.65643 | 1.0906 | 0.98036 | 0.93814 | 0.66802 | 0.7207 | 1.0801 | 0.58806 | 0.88023 | 0.45394 | 0.57947 | 0.46066 | 0.77898 | 0.6329 | 0.49279 | 0.82643 | 1.1713 | 1.0215 | 1.4007 | 0.59217 | 0.56154 | 0.77935 | 0.67885 | 0.68558 | 1.3936 | 0.81111 | 0.91236 | 0.45095 | 0.40649 | 0.69753 | 0.42517 | 0.56341 | 0.9486 | 0.84959 | 0.8126 | 0.5847 | 0.62767 | 0.93477 | 0.51147 | 0.76329 | 0.40201 | 0.51596 | 0.40201 | 0.67661 | 0.55444 | 0.44049 | 0.71696 | 1.0136 | 0.88359 | 1.1926 | 0.52007 | 0.49242 | 0.66988 | 0.60039 | 0.60787 | 1.1877 | 0.70613 | 0.78346 | 0.36614 | 0.3299 | 0.56154 | 0.34671 | 0.44273 | 0.76067 | 0.6781 | 0.64896 | 0.47411 | 0.504 | 0.74461 | 0.4106 | 0.61123 | 0.3299 | 0.42853 | 0.32579 | 0.54286 | 0.44833 | 0.36763 | 0.57424 | 0.80999 | 0.70613 | 0.93253 | 0.42367 | 0.39939 | 0.53165 | 0.49354 | 0.50101 | 0.92805 | 0.56789 | 0.62281
270 | 0.1299 | 0.96757 | 0.1599 | 0.209 | 0.13696 | 0.547 | 0.1496 | 0.17 | 0.308 | 1.332 | 0.3554 | 0.441 | 0.339 | 2.06 | 0.387 | 0.453 | 0.57413 | 0.519 | 0.88688 | 0.54713 | 0.75112 | 1.224 | 1.1333 | 1.0755 | 0.77175 | 0.8235 | 1.2454 | 0.66938 | 1.0035 | 0.50737 | 0.65437 | 0.5235 | 0.88725 | 0.72038 | 0.54375 | 0.93712 | 1.3421 | 1.173 | 1.632 | 0.67312 | 0.63675 | 0.90525 | 0.771 | 0.765 | 1.6241 | 0.92138 | 1.0601 | 0.51487 | 0.46462 | 0.80363 | 0.48488 | 0.65887 | 1.0946 | 0.984 | 0.94163 | 0.6705 | 0.72338 | 1.0841 | 0.59025 | 0.8835 | 0.45563 | 0.58163 | 0.46238 | 0.78187 | 0.63525 | 0.49463 | 0.8295 | 1.1756 | 1.0252 | 1.4059 | 0.59438 | 0.56363 | 0.78225 | 0.68138 | 0.68812 | 1.3988 | 0.81412 | 0.91575 | 0.45263 | 0.408 | 0.70013 | 0.42675 | 0.5655 | 0.95213 | 0.85275 | 0.81562 | 0.58687 | 0.63 | 0.93825 | 0.51337 | 0.76613 | 0.4035 | 0.51787 | 0.4035 | 0.67913 | 0.5565 | 0.44212 | 0.71962 | 1.0174 | 0.88688 | 1.197 | 0.522 | 0.49425 | 0.67237 | 0.60263 | 0.61013 | 1.1921 | 0.70875 | 0.78638 | 0.3675 | 0.33112 | 0.56363 | 0.348 | 0.44438 | 0.7635 | 0.68062 | 0.65138 | 0.47588 | 0.50587 | 0.74738 | 0.41212 | 0.6135 | 0.33112 | 0.43012 | 0.327 | 0.54488 | 0.45 | 0.369 | 0.57638 | 0.813 | 0.70875 | 0.936 | 0.42525 | 0.40087 | 0.53363 | 0.49538 | 0.50288 | 0.9315 | 0.57 | 0.62513
271 | 0.13077 | 0.97128 | 0.16097 | 0.2104 | 0.13746 | 0.5491 | 0.15048 | 0.171 | 0.3094 | 1.3376 | 0.35712 | 0.4433 | 0.3407 | 2.068 | 0.3892 | 0.4559 | 0.57625 | 0.52092 | 0.89016 | 0.54915 | 0.75391 | 1.2285 | 1.1374 | 1.0795 | 0.77461 | 0.82655 | 1.25 | 0.67185 | 1.0072 | 0.50925 | 0.6568 | 0.52544 | 0.89054 | 0.72304 | 0.54576 | 0.9406 | 1.3471 | 1.1773 | 1.638 | 0.67562 | 0.63911 | 0.9086 | 0.77386 | 0.76783 | 1.6301 | 0.92479 | 1.0641 | 0.51678 | 0.46635 | 0.8066 | 0.48667 | 0.66132 | 1.0987 | 0.98764 | 0.94511 | 0.67298 | 0.72605 | 1.0881 | 0.59244 | 0.88677 | 0.45731 | 0.58378 | 0.46409 | 0.78477 | 0.6376 | 0.49646 | 0.83257 | 1.18 | 1.029 | 1.4111 | 0.59658 | 0.56571 | 0.78515 | 0.6839 | 0.69067 | 1.4039 | 0.81714 | 0.91914 | 0.4543 | 0.40951 | 0.70272 | 0.42833 | 0.56759 | 0.95565 | 0.85591 | 0.81865 | 0.58905 | 0.63233 | 0.94172 | 0.51528 | 0.76896 | 0.40499 | 0.51979 | 0.40499 | 0.68164 | 0.55856 | 0.44376 | 0.72229 | 1.0211 | 0.89016 | 1.2014 | 0.52393 | 0.49608 | 0.67486 | 0.60486 | 0.61238 | 1.1965 | 0.71138 | 0.78929 | 0.36886 | 0.33235 | 0.56571 | 0.34929 | 0.44602 | 0.76633 | 0.68315 | 0.65379 | 0.47764 | 0.50775 | 0.75014 | 0.41365 | 0.61577 | 0.33235 | 0.43172 | 0.32821 | 0.54689 | 0.45167 | 0.37037 | 0.57851 | 0.81601 | 0.71138 | 0.93947 | 0.42682 | 0.40236 | 0.5356 | 0.49721 | 0.50474 | 0.93495 | 0.57211 | 0.62744
272 | 0.13164 | 0.97499 | 0.16204 | 0.2118 | 0.13797 | 0.5512 | 0.15136 | 0.172 | 0.3108 | 1.3432 | 0.35884 | 0.4456 | 0.3424 | 2.076 | 0.3914 | 0.4588 | 0.57838 | 0.52284 | 0.89344 | 0.55118 | 0.75669 | 1.2331 | 1.1416 | 1.0835 | 0.77747 | 0.8296 | 1.2546 | 0.67433 | 1.0109 | 0.51113 | 0.65922 | 0.52738 | 0.89382 | 0.72571 | 0.54778 | 0.94407 | 1.3521 | 1.1817 | 1.6441 | 0.67811 | 0.64147 | 0.91196 | 0.77671 | 0.77067 | 1.6362 | 0.9282 | 1.068 | 0.51869 | 0.46807 | 0.80958 | 0.48847 | 0.66376 | 1.1027 | 0.99129 | 0.9486 | 0.67547 | 0.72873 | 1.0922 | 0.59462 | 0.89004 | 0.459 | 0.58593 | 0.4658 | 0.78767 | 0.63996 | 0.49829 | 0.83564 | 1.1843 | 1.0328 | 1.4163 | 0.59878 | 0.5678 | 0.78804 | 0.68642 | 0.69322 | 1.4091 | 0.82016 | 0.92253 | 0.45598 | 0.41102 | 0.70531 | 0.42991 | 0.56969 | 0.95918 | 0.85907 | 0.82167 | 0.59122 | 0.63467 | 0.9452 | 0.51718 | 0.7718 | 0.40649 | 0.52171 | 0.40649 | 0.68416 | 0.56062 | 0.4454 | 0.72496 | 1.0249 | 0.89344 | 1.2059 | 0.52587 | 0.49791 | 0.67736 | 0.60709 | 0.61464 | 1.201 | 0.714 | 0.7922 | 0.37022 | 0.33358 | 0.5678 | 0.35058 | 0.44767 | 0.76916 | 0.68567 | 0.6562 | 0.4794 | 0.50962 | 0.75291 | 0.41518 | 0.61804 | 0.33358 | 0.43331 | 0.32942 | 0.54891 | 0.45333 | 0.37173 | 0.58064 | 0.81902 | 0.714 | 0.94293 | 0.4284 | 0.40384 | 0.53758 | 0.49904 | 0.5066 | 0.9384 | 0.57422 | 0.62976
273 | 0.13251 | 0.9787 | 0.16311 | 0.2132 | 0.13848 | 0.5533 | 0.15224 | 0.173 | 0.3122 | 1.3488 | 0.36056 | 0.4479 | 0.3441 | 2.084 | 0.3936 | 0.4617 | 0.5805 | 0.52477 | 0.89673 | 0.5532 | 0.75947 | 1.2376 | 1.1458 | 1.0875 | 0.78033 | 0.83265 | 1.2592 | 0.67681 | 1.0147 | 0.51301 | 0.66165 | 0.52932 | 0.89711 | 0.72838 | 0.54979 | 0.94754 | 1.357 | 1.186 | 1.6501 | 0.6806 | 0.64383 | 0.91531 | 0.77957 | 0.7735 | 1.6422 | 0.93161 | 1.0719 | 0.5206 | 0.46979 | 0.81255 | 0.49026 | 0.6662 | 1.1068 | 0.99493 | 0.95209 | 0.67795 | 0.73141 | 1.0962 | 0.59681 | 0.89332 | 0.46069 | 0.58809 | 0.46751 | 0.79056 | 0.64231 | 0.50012 | 0.83872 | 1.1887 | 1.0366 | 1.4215 | 0.60098 | 0.56989 | 0.79094 | 0.68895 | 0.69577 | 1.4143 | 0.82317 | 0.92592 | 0.45765 | 0.41253 | 0.7079 | 0.43149 | 0.57178 | 0.9627 | 0.86222 | 0.82469 | 0.5934 | 0.637 | 0.94867 | 0.51908 | 0.77464 | 0.40798 | 0.52363 | 0.40798 | 0.68667 | 0.56268 | 0.44704 | 0.72762 | 1.0287 | 0.89673 | 1.2103 | 0.5278 | 0.49974 | 0.67985 | 0.60932 | 0.6169 | 1.2054 | 0.71663 | 0.79511 | 0.37158 | 0.3348 | 0.56989 | 0.35187 | 0.44931 | 0.77198 | 0.68819 | 0.65861 | 0.48116 | 0.5115 | 0.75568 | 0.4167 | 0.62032 | 0.3348 | 0.4349 | 0.33063 | 0.55093 | 0.455 | 0.3731 | 0.58278 | 0.82203 | 0.71663 | 0.9464 | 0.42997 | 0.40533 | 0.53955 | 0.50088 | 0.50846 | 0.94185 | 0.57633 | 0.63207
274 | 0.13338 | 0.98241 | 0.16418 | 0.2146 | 0.13899 | 0.5554 | 0.15312 | 0.174 | 0.3136 | 1.3544 | 0.36228 | 0.4502 | 0.3458 | 2.092 | 0.3958 | 0.4646 | 0.58263 | 0.52669 | 0.90001 | 0.55523 | 0.76225 | 1.2421 | 1.15 | 1.0914 | 0.78318 | 0.8357 | 1.2638 | 0.67929 | 1.0184 | 0.51489 | 0.66407 | 0.53126 | 0.90039 | 0.73105 | 0.55181 | 0.95101 | 1.362 | 1.1904 | 1.6562 | 0.6831 | 0.64618 | 0.91866 | 0.78242 | 0.77633 | 1.6482 | 0.93503 | 1.0758 | 0.5225 | 0.47151 | 0.81553 | 0.49206 | 0.66864 | 1.1108 | 0.99858 | 0.95558 | 0.68043 | 0.73409 | 1.1002 | 0.59899 | 0.89659 | 0.46238 | 0.59024 | 0.46923 | 0.79346 | 0.64466 | 0.50195 | 0.84179 | 1.193 | 1.0404 | 1.4267 | 0.60318 | 0.57198 | 0.79384 | 0.69147 | 0.69832 | 1.4195 | 0.82619 | 0.92932 | 0.45933 | 0.41404 | 0.7105 | 0.43307 | 0.57388 | 0.96623 | 0.86538 | 0.82771 | 0.59557 | 0.63933 | 0.95215 | 0.52098 | 0.77748 | 0.40948 | 0.52555 | 0.40948 | 0.68919 | 0.56474 | 0.44867 | 0.73029 | 1.0324 | 0.90001 | 1.2147 | 0.52973 | 0.50157 | 0.68234 | 0.61155 | 0.61916 | 1.2098 | 0.71925 | 0.79803 | 0.37294 | 0.33603 | 0.57198 | 0.35316 | 0.45096 | 0.77481 | 0.69071 | 0.66103 | 0.48293 | 0.51337 | 0.75845 | 0.41823 | 0.62259 | 0.33603 | 0.4365 | 0.33184 | 0.55295 | 0.45667 | 0.37447 | 0.58491 | 0.82504 | 0.71925 | 0.94987 | 0.43155 | 0.40681 | 0.54153 | 0.50271 | 0.51033 | 0.9453 | 0.57844 | 0.63439
275 | 0.13425 | 0.98612 | 0.16525 | 0.216 | 0.13949 | 0.5575 | 0.154 | 0.175 | 0.315 | 1.36 | 0.364 | 0.4525 | 0.3475 | 2.1 | 0.398 | 0.4675 | 0.58476 | 0.52861 | 0.9033 | 0.55726 | 0.76503 | 1.2467 | 1.1542 | 1.0954 | 0.78604 | 0.83875 | 1.2684 | 0.68177 | 1.0221 | 0.51677 | 0.66649 | 0.53319 | 0.90368 | 0.73372 | 0.55382 | 0.95448 | 1.367 | 1.1947 | 1.6622 | 0.68559 | 0.64854 | 0.92201 | 0.78528 | 0.77917 | 1.6542 | 0.93844 | 1.0798 | 0.52441 | 0.47323 | 0.81851 | 0.49385 | 0.67108 | 1.1149 | 1.0022 | 0.95906 | 0.68292 | 0.73677 | 1.1042 | 0.60118 | 0.89986 | 0.46406 | 0.5924 | 0.47094 | 0.79635 | 0.64701 | 0.50378 | 0.84486 | 1.1974 | 1.0442 | 1.4319 | 0.60538 | 0.57406 | 0.79674 | 0.69399 | 0.70087 | 1.4247 | 0.8292 | 0.93271 | 0.46101 | 0.41556 | 0.71309 | 0.43465 | 0.57597 | 0.96976 | 0.86854 | 0.83073 | 0.59774 | 0.64167 | 0.95562 | 0.52288 | 0.78031 | 0.41097 | 0.52746 | 0.41097 | 0.6917 | 0.56681 | 0.45031 | 0.73295 | 1.0362 | 0.9033 | 1.2192 | 0.53167 | 0.5034 | 0.68483 | 0.61378 | 0.62142 | 1.2142 | 0.72188 | 0.80094 | 0.37431 | 0.33726 | 0.57406 | 0.35444 | 0.4526 | 0.77764 | 0.69323 | 0.66344 | 0.48469 | 0.51524 | 0.76122 | 0.41976 | 0.62486 | 0.33726 | 0.43809 | 0.33306 | 0.55497 | 0.45833 | 0.37583 | 0.58705 | 0.82806 | 0.72188 | 0.95333 | 0.43312 | 0.4083 | 0.54351 | 0.50455 | 0.51219 | 0.94875 | 0.58056 | 0.6367
276 | 0.13512 | 0.98983 | 0.16632 | 0.2174 | 0.14 | 0.5596 | 0.15488 | 0.176 | 0.3164 | 1.3656 | 0.36572 | 0.4548 | 0.3492 | 2.108 | 0.4002 | 0.4704 | 0.58688 | 0.53053 | 0.90658 | 0.55928 | 0.76782 | 1.2512 | 1.1584 | 1.0994 | 0.7889 | 0.8418 | 1.2731 | 0.68425 | 1.0258 | 0.51865 | 0.66892 | 0.53513 | 0.90697 | 0.73638 | 0.55583 | 0.95795 | 1.3719 | 1.1991 | 1.6683 | 0.68808 | 0.6509 | 0.92537 | 0.78813 | 0.782 | 1.6602 | 0.94185 | 1.0837 | 0.52632 | 0.47495 | 0.82148 | 0.49565 | 0.67352 | 1.1189 | 1.0059 | 0.96255 | 0.6854 | 0.73945 | 1.1082 | 0.60337 | 0.90313 | 0.46575 | 0.59455 | 0.47265 | 0.79925 | 0.64937 | 0.50562 | 0.84793 | 1.2017 | 1.048 | 1.4371 | 0.60758 | 0.57615 | 0.79963 | 0.69652 | 0.70342 | 1.4298 | 0.83222 | 0.9361 | 0.46268 | 0.41707 | 0.71568 | 0.43623 | 0.57807 | 0.97328 | 0.8717 | 0.83375 | 0.59992 | 0.644 | 0.9591 | 0.52478 | 0.78315 | 0.41247 | 0.52938 | 0.41247 | 0.69422 | 0.56887 | 0.45195 | 0.73562 | 1.04 | 0.90658 | 1.2236 | 0.5336 | 0.50523 | 0.68732 | 0.61602 | 0.62368 | 1.2186 | 0.7245 | 0.80385 | 0.37567 | 0.33848 | 0.57615 | 0.35573 | 0.45425 | 0.78047 | 0.69575 | 0.66585 | 0.48645 | 0.51712 | 0.76398 | 0.42128 | 0.62713 | 0.33848 | 0.43968 | 0.33427 | 0.55698 | 0.46 | 0.3772 | 0.58918 | 0.83107 | 0.7245 | 0.9568 | 0.4347 | 0.40978 | 0.54548 | 0.50638 | 0.51405 | 0.9522 | 0.58267 | 0.63902
277 | 0.13599 | 0.99354 | 0.16739 | 0.2188 | 0.14085 | 0.5617 | 0.15576 | 0.177 | 0.3178 | 1.3712 | 0.36744 | 0.4571 | 0.3509 | 2.116 | 0.4024 | 0.4733 | 0.58901 | 0.53246 | 0.90987 | 0.56131 | 0.7706 | 1.2557 | 1.1626 | 1.1034 | 0.79176 | 0.84485 | 1.2777 | 0.68673 | 1.0295 | 0.52053 | 0.67134 | 0.53707 | 0.91025 | 0.73905 | 0.55785 | 0.96142 | 1.3769 | 1.2034 | 1.6743 | 0.69058 | 0.65326 | 0.92872 | 0.79099 | 0.78483 | 1.6662 | 0.94526 | 1.0876 | 0.52822 | 0.47667 | 0.82446 | 0.49745 | 0.67596 | 1.123 | 1.0095 | 0.96604 | 0.68788 | 0.74213 | 1.1122 | 0.60555 | 0.90641 | 0.46744 | 0.5967 | 0.47436 | 0.80215 | 0.65172 | 0.50745 | 0.85101 | 1.2061 | 1.0518 | 1.4423 | 0.60978 | 0.57824 | 0.80253 | 0.69904 | 0.70597 | 1.435 | 0.83523 | 0.93949 | 0.46436 | 0.41858 | 0.71828 | 0.43781 | 0.58016 | 0.97681 | 0.87486 | 0.83677 | 0.60209 | 0.64633 | 0.96257 | 0.52668 | 0.78599 | 0.41396 | 0.5313 | 0.41396 | 0.69673 | 0.57093 | 0.45359 | 0.73828 | 1.0438 | 0.90987 | 1.228 | 0.53553 | 0.50706 | 0.68981 | 0.61825 | 0.62594 | 1.223 | 0.72713 | 0.80676 | 0.37703 | 0.33971 | 0.57824 | 0.35702 | 0.4559 | 0.78329 | 0.69827 | 0.66826 | 0.48821 | 0.51899 | 0.76675 | 0.42281 | 0.62941 | 0.33971 | 0.44128 | 0.33548 | 0.559 | 0.46167 | 0.37857 | 0.59132 | 0.83408 | 0.72713 | 0.96027 | 0.43627 | 0.41127 | 0.54746 | 0.50822 | 0.51591 | 0.95565 | 0.58478 | 0.64133
278 | 0.13686 | 0.99725 | 0.16846 | 0.2202 | 0.14169 | 0.5638 | 0.15664 | 0.178 | 0.3192 | 1.3768 | 0.36916 | 0.4594 | 0.3526 | 2.124 | 0.4046 | 0.4762 | 0.59114 | 0.53438 | 0.91315 | 0.56334 | 0.77338 | 1.2603 | 1.1668 | 1.1074 | 0.79462 | 0.8479 | 1.2823 | 0.68921 | 1.0332 | 0.52241 | 0.67376 | 0.53901 | 0.91354 | 0.74172 | 0.55986 | 0.96489 | 1.3819 | 1.2078 | 1.6804 | 0.69307 | 0.65562 | 0.93207 | 0.79384 | 0.78767 | 1.6722 | 0.94868 | 1.0915 | 0.53013 | 0.47839 | 0.82744 | 0.49924 | 0.6784 | 1.1271 | 1.0132 | 0.96953 | 0.69037 | 0.74481 | 1.1162 | 0.60774 | 0.90968 | 0.46912 | 0.59886 | 0.47608 | 0.80504 | 0.65407 | 0.50928 | 0.85408 | 1.2105 | 1.0556 | 1.4475 | 0.61199 | 0.58033 | 0.80543 | 0.70156 | 0.70851 | 1.4402 | 0.83825 | 0.94288 | 0.46604 | 0.42009 | 0.72087 | 0.43939 | 0.58226 | 0.98034 | 0.87802 | 0.83979 | 0.60426 | 0.64867 | 0.96605 | 0.52859 | 0.78883 | 0.41546 | 0.53322 | 0.41546 | 0.69925 | 0.57299 | 0.45522 | 0.74095 | 1.0475 | 0.91315 | 1.2325 | 0.53747 | 0.50889 | 0.6923 | 0.62048 | 0.6282 | 1.2274 | 0.72975 | 0.80968 | 0.37839 | 0.34094 | 0.58033 | 0.35831 | 0.45754 | 0.78612 | 0.70079 | 0.67068 | 0.48998 | 0.52086 | 0.76952 | 0.42434 | 0.63168 | 0.34094 | 0.44287 | 0.33669 | 0.56102 | 0.46333 | 0.37993 | 0.59345 | 0.83709 | 0.72975 | 0.96373 | 0.43785 | 0.41275 | 0.54944 | 0.51005 | 0.51778 | 0.9591 | 0.58689 | 0.64365
279 | 0.13773 | 1.001 | 0.16953 | 0.2216 | 0.14254 | 0.5659 | 0.15752 | 0.179 | 0.3206 | 1.3824 | 0.37088 | 0.4617 | 0.3543 | 2.132 | 0.4068 | 0.4791 | 0.59326 | 0.5363 | 0.91644 | 0.56536 | 0.77616 | 1.2648 | 1.171 | 1.1113 | 0.79748 | 0.85095 | 1.2869 | 0.69169 | 1.037 | 0.52429 | 0.67619 | 0.54095 | 0.91682 | 0.74439 | 0.56188 | 0.96836 | 1.3869 | 1.2121 | 1.6864 | 0.69556 | 0.65798 | 0.93542 | 0.7967 | 0.7905 | 1.6783 | 0.95209 | 1.0955 | 0.53204 | 0.48011 | 0.83041 | 0.50104 | 0.68084 | 1.1311 | 1.0168 | 0.97301 | 0.69285 | 0.74749 | 1.1203 | 0.60993 | 0.91295 | 0.47081 | 0.60101 | 0.47779 | 0.80794 | 0.65643 | 0.51111 | 0.85715 | 1.2148 | 1.0594 | 1.4527 | 0.61419 | 0.58241 | 0.80832 | 0.70409 | 0.71106 | 1.4454 | 0.84126 | 0.94627 | 0.46771 | 0.4216 | 0.72346 | 0.44098 | 0.58435 | 0.98386 | 0.88117 | 0.84281 | 0.60644 | 0.651 | 0.96952 | 0.53049 | 0.79166 | 0.41695 | 0.53514 | 0.41695 | 0.70176 | 0.57505 | 0.45686 | 0.74361 | 1.0513 | 0.91644 | 1.2369 | 0.5394 | 0.51072 | 0.69479 | 0.62271 | 0.63046 | 1.2319 | 0.73238 | 0.81259 | 0.37975 | 0.34216 | 0.58241 | 0.3596 | 0.45919 | 0.78895 | 0.70331 | 0.67309 | 0.49174 | 0.52274 | 0.77229 | 0.42586 | 0.63395 | 0.34216 | 0.44446 | 0.3379 | 0.56304 | 0.465 | 0.3813 | 0.59559 | 0.8401 | 0.73238 | 0.9672 | 0.43942 | 0.41424 | 0.55141 | 0.51189 | 0.51964 | 0.96255 | 0.589 | 0.64596
280 | 0.1386 | 1.0047 | 0.1706 | 0.223 | 0.14339 | 0.568 | 0.1584 | 0.18 | 0.322 | 1.388 | 0.3726 | 0.464 | 0.356 | 2.14 | 0.409 | 0.482 | 0.59539 | 0.53822 | 0.91972 | 0.56739 | 0.77894 | 1.2693 | 1.1752 | 1.1153 | 0.80033 | 0.854 | 1.2915 | 0.69417 | 1.0407 | 0.52617 | 0.67861 | 0.54289 | 0.92011 | 0.74706 | 0.56389 | 0.97183 | 1.3918 | 1.2164 | 1.6924 | 0.69806 | 0.66033 | 0.93878 | 0.79956 | 0.79333 | 1.6843 | 0.9555 | 1.0994 | 0.53394 | 0.48183 | 0.83339 | 0.50283 | 0.68328 | 1.1352 | 1.0204 | 0.9765 | 0.69533 | 0.75017 | 1.1243 | 0.61211 | 0.91622 | 0.4725 | 0.60317 | 0.4795 | 0.81083 | 0.65878 | 0.51294 | 0.86022 | 1.2192 | 1.0632 | 1.4579 | 0.61639 | 0.5845 | 0.81122 | 0.70661 | 0.71361 | 1.4506 | 0.84428 | 0.94967 | 0.46939 | 0.42311 | 0.72606 | 0.44256 | 0.58644 | 0.98739 | 0.88433 | 0.84583 | 0.60861 | 0.65333 | 0.973 | 0.53239 | 0.7945 | 0.41844 | 0.53706 | 0.41844 | 0.70428 | 0.57711 | 0.4585 | 0.74628 | 1.0551 | 0.91972 | 1.2413 | 0.54133 | 0.51256 | 0.69728 | 0.62494 | 0.63272 | 1.2363 | 0.735 | 0.8155 | 0.38111 | 0.34339 | 0.5845 | 0.36089 | 0.46083 | 0.79178 | 0.70583 | 0.6755 | 0.4935 | 0.52461 | 0.77506 | 0.42739 | 0.63622 | 0.34339 | 0.44606 | 0.33911 | 0.56506 | 0.46667 | 0.38267 | 0.59772 | 0.84311 | 0.735 | 0.97067 | 0.441 | 0.41572 | 0.55339 | 0.51372 | 0.5215 | 0.966 | 0.59111 | 0.64828
281 | 0.13947 | 1.0084 | 0.17167 | 0.2244 | 0.14424 | 0.5701 | 0.15928 | 0.181 | 0.3234 | 1.3936 | 0.37432 | 0.4663 | 0.3577 | 2.148 | 0.4112 | 0.4849 | 0.59752 | 0.54014 | 0.92301 | 0.56942 | 0.78173 | 1.2739 | 1.1794 | 1.1193 | 0.80319 | 0.85705 | 1.2961 | 0.69665 | 1.0444 | 0.52805 | 0.68103 | 0.54483 | 0.9234 | 0.74972 | 0.5659 | 0.9753 | 1.3968 | 1.2208 | 1.6985 | 0.70055 | 0.66269 | 0.94213 | 0.80241 | 0.79617 | 1.6903 | 0.95891 | 1.1033 | 0.53585 | 0.48355 | 0.83637 | 0.50463 | 0.68572 | 1.1392 | 1.0241 | 0.97999 | 0.69782 | 0.75285 | 1.1283 | 0.6143 | 0.91949 | 0.47419 | 0.60532 | 0.48121 | 0.81373 | 0.66113 | 0.51478 | 0.86329 | 1.2235 | 1.067 | 1.4632 | 0.61859 | 0.58659 | 0.81412 | 0.70913 | 0.71616 | 1.4557 | 0.84729 | 0.95306 | 0.47107 | 0.42462 | 0.72865 | 0.44414 | 0.58854 | 0.99092 | 0.88749 | 0.84885 | 0.61078 | 0.65567 | 0.97647 | 0.53429 | 0.79734 | 0.41994 | 0.53897 | 0.41994 | 0.70679 | 0.57917 | 0.46014 | 0.74894 | 1.0588 | 0.92301 | 1.2458 | 0.54327 | 0.51439 | 0.69977 | 0.62718 | 0.63498 | 1.2407 | 0.73763 | 0.81841 | 0.38247 | 0.34462 | 0.58659 | 0.36218 | 0.46248 | 0.79461 | 0.70835 | 0.67791 | 0.49526 | 0.52648 | 0.77782 | 0.42892 | 0.63849 | 0.34462 | 0.44765 | 0.34032 | 0.56707 | 0.46833 | 0.38403 | 0.59986 | 0.84612 | 0.73763 | 0.97413 | 0.44257 | 0.41721 | 0.55537 | 0.51556 | 0.52336 | 0.96945 | 0.59322 | 0.65059
282 | 0.14034 | 1.0121 | 0.17274 | 0.2258 | 0.14508 | 0.5722 | 0.16016 | 0.182 | 0.3248 | 1.3992 | 0.37604 | 0.4686 | 0.3594 | 2.156 | 0.4134 | 0.4878 | 0.59964 | 0.54207 | 0.92629 | 0.57144 | 0.78451 | 1.2784 | 1.1836 | 1.1233 | 0.80605 | 0.8601 | 1.3007 | 0.69913 | 1.0481 | 0.52992 | 0.68346 | 0.54677 | 0.92668 | 0.75239 | 0.56792 | 0.97877 | 1.4018 | 1.2251 | 1.7045 | 0.70304 | 0.66505 | 0.94548 | 0.80527 | 0.799 | 1.6963 | 0.96233 | 1.1072 | 0.53776 | 0.48527 | 0.83934 | 0.50643 | 0.68816 | 1.1433 | 1.0277 | 0.98348 | 0.7003 | 0.75553 | 1.1323 | 0.61648 | 0.92277 | 0.47587 | 0.60748 | 0.48293 | 0.81662 | 0.66348 | 0.51661 | 0.86637 | 1.2279 | 1.0708 | 1.4684 | 0.62079 | 0.58868 | 0.81702 | 0.71166 | 0.71871 | 1.4609 | 0.85031 | 0.95645 | 0.47274 | 0.42613 | 0.73124 | 0.44572 | 0.59063 | 0.99444 | 0.89065 | 0.85187 | 0.61296 | 0.658 | 0.97995 | 0.53619 | 0.80018 | 0.42143 | 0.54089 | 0.42143 | 0.70931 | 0.58123 | 0.46177 | 0.75161 | 1.0626 | 0.92629 | 1.2502 | 0.5452 | 0.51622 | 0.70226 | 0.62941 | 0.63724 | 1.2451 | 0.74025 | 0.82133 | 0.38383 | 0.34584 | 0.58868 | 0.36347 | 0.46413 | 0.79743 | 0.71087 | 0.68033 | 0.49703 | 0.52836 | 0.78059 | 0.43044 | 0.64077 | 0.34584 | 0.44924 | 0.34153 | 0.56909 | 0.47 | 0.3854 | 0.60199 | 0.84913 | 0.74025 | 0.9776 | 0.44415 | 0.41869 | 0.55734 | 0.51739 | 0.52523 | 0.9729 | 0.59533 | 0.65291
283 | 0.14121 | 1.0158 | 0.17381 | 0.2272 | 0.14593 | 0.5743 | 0.16104 | 0.183 | 0.3262 | 1.4048 | 0.37776 | 0.4709 | 0.3611 | 2.164 | 0.4156 | 0.4907 | 0.60177 | 0.54399 | 0.92958 | 0.57347 | 0.78729 | 1.2829 | 1.1878 | 1.1273 | 0.80891 | 0.86315 | 1.3053 | 0.7016 | 1.0518 | 0.5318 | 0.68588 | 0.54871 | 0.92997 | 0.75506 | 0.56993 | 0.98225 | 1.4067 | 1.2295 | 1.7106 | 0.70553 | 0.66741 | 0.94884 | 0.80812 | 0.80183 | 1.7023 | 0.96574 | 1.1112 | 0.53967 | 0.487 | 0.84232 | 0.50822 | 0.6906 | 1.1473 | 1.0314 | 0.98696 | 0.70278 | 0.7582 | 1.1363 | 0.61867 | 0.92604 | 0.47756 | 0.60963 | 0.48464 | 0.81952 | 0.66584 | 0.51844 | 0.86944 | 1.2322 | 1.0746 | 1.4736 | 0.62299 | 0.59076 | 0.81991 | 0.71418 | 0.72126 | 1.4661 | 0.85332 | 0.95984 | 0.47442 | 0.42764 | 0.73383 | 0.4473 | 0.59273 | 0.99797 | 0.89381 | 0.8549 | 0.61513 | 0.66033 | 0.98342 | 0.53809 | 0.80301 | 0.42293 | 0.54281 | 0.42293 | 0.71182 | 0.58329 | 0.46341 | 0.75427 | 1.0664 | 0.92958 | 1.2546 | 0.54713 | 0.51805 | 0.70475 | 0.63164 | 0.6395 | 1.2495 | 0.74288 | 0.82424 | 0.38519 | 0.34707 | 0.59076 | 0.36476 | 0.46577 | 0.80026 | 0.7134 | 0.68274 | 0.49879 | 0.53023 | 0.78336 | 0.43197 | 0.64304 | 0.34707 | 0.45083 | 0.34274 | 0.57111 | 0.47167 | 0.38677 | 0.60413 | 0.85214 | 0.74288 | 0.98107 | 0.44572 | 0.42018 | 0.55932 | 0.51923 | 0.52709 | 0.97635 | 0.59744 | 0.65522
284 | 0.14208 | 1.0195 | 0.17488 | 0.2286 | 0.14678 | 0.5764 | 0.16192 | 0.184 | 0.3276 | 1.4104 | 0.37948 | 0.4732 | 0.3628 | 2.172 | 0.4178 | 0.4936 | 0.60389 | 0.54591 | 0.93286 | 0.57549 | 0.79007 | 1.2875 | 1.192 | 1.1313 | 0.81177 | 0.8662 | 1.31 | 0.70408 | 1.0555 | 0.53368 | 0.68831 | 0.55064 | 0.93326 | 0.75773 | 0.57194 | 0.98572 | 1.4117 | 1.2338 | 1.7166 | 0.70803 | 0.66977 | 0.95219 | 0.81098 | 0.80467 | 1.7083 | 0.96915 | 1.1151 | 0.54157 | 0.48872 | 0.84529 | 0.51002 | 0.69304 | 1.1514 | 1.035 | 0.99045 | 0.70527 | 0.76088 | 1.1403 | 0.62086 | 0.92931 | 0.47925 | 0.61178 | 0.48635 | 0.82242 | 0.66819 | 0.52027 | 0.87251 | 1.2366 | 1.0784 | 1.4788 | 0.62519 | 0.59285 | 0.82281 | 0.71671 | 0.72381 | 1.4713 | 0.85634 | 0.96323 | 0.47609 | 0.42916 | 0.73643 | 0.44888 | 0.59482 | 1.0015 | 0.89697 | 0.85792 | 0.61731 | 0.66267 | 0.9869 | 0.53999 | 0.80585 | 0.42442 | 0.54473 | 0.42442 | 0.71434 | 0.58536 | 0.46505 | 0.75694 | 1.0701 | 0.93286 | 1.2591 | 0.54907 | 0.51988 | 0.70724 | 0.63387 | 0.64176 | 1.2539 | 0.7455 | 0.82715 | 0.38656 | 0.34829 | 0.59285 | 0.36604 | 0.46742 | 0.80309 | 0.71592 | 0.68515 | 0.50055 | 0.53211 | 0.78613 | 0.43349 | 0.64531 | 0.34829 | 0.45243 | 0.34396 | 0.57313 | 0.47333 | 0.38813 | 0.60626 | 0.85516 | 0.7455 | 0.98453 | 0.4473 | 0.42166 | 0.56129 | 0.52106 | 0.52895 | 0.9798 | 0.59956 | 0.65754
285 | 0.14295 | 1.0232 | 0.17595 | 0.23 | 0.14763 | 0.5785 | 0.1628 | 0.185 | 0.329 | 1.416 | 0.3812 | 0.4755 | 0.3645 | 2.18 | 0.42 | 0.4965 | 0.60602 | 0.54783 | 0.93615 | 0.57752 | 0.79285 | 1.292 | 1.1962 | 1.1352 | 0.81463 | 0.86925 | 1.3146 | 0.70656 | 1.0593 | 0.53556 | 0.69073 | 0.55258 | 0.93654 | 0.7604 | 0.57396 | 0.98919 | 1.4167 | 1.2382 | 1.7227 | 0.71052 | 0.67213 | 0.95554 | 0.81383 | 0.8075 | 1.7144 | 0.97256 | 1.119 | 0.54348 | 0.49044 | 0.84827 | 0.51181 | 0.69548 | 1.1554 | 1.0387 | 0.99394 | 0.70775 | 0.76356 | 1.1444 | 0.62304 | 0.93258 | 0.48094 | 0.61394 | 0.48806 | 0.82531 | 0.67054 | 0.5221 | 0.87558 | 1.2409 | 1.0822 | 1.484 | 0.6274 | 0.59494 | 0.82571 | 0.71923 | 0.72635 | 1.4765 | 0.85935 | 0.96662 | 0.47777 | 0.43067 | 0.73902 | 0.45046 | 0.59692 | 1.005 | 0.90012 | 0.86094 | 0.61948 | 0.665 | 0.99037 | 0.5419 | 0.80869 | 0.42592 | 0.54665 | 0.42592 | 0.71685 | 0.58742 | 0.46669 | 0.7596 | 1.0739 | 0.93615 | 1.2635 | 0.551 | 0.52171 | 0.70973 | 0.6361 | 0.64402 | 1.2584 | 0.74813 | 0.83006 | 0.38792 | 0.34952 | 0.59494 | 0.36733 | 0.46906 | 0.80592 | 0.71844 | 0.68756 | 0.50231 | 0.53398 | 0.7889 | 0.43502 | 0.64758 | 0.34952 | 0.45402 | 0.34517 | 0.57515 | 0.475 | 0.3895 | 0.6084 | 0.85817 | 0.74813 | 0.988 | 0.44887 | 0.42315 | 0.56327 | 0.5229 | 0.53081 | 0.98325 | 0.60167 | 0.65985
286 | 0.14382 | 1.0269 | 0.17702 | 0.2314 | 0.14847 | 0.5806 | 0.16368 | 0.186 | 0.3304 | 1.4216 | 0.38292 | 0.4778 | 0.3662 | 2.188 | 0.4222 | 0.4994 | 0.60815 | 0.54976 | 0.93943 | 0.57955 | 0.79564 | 1.2965 | 1.2004 | 1.1392 | 0.81748 | 0.8723 | 1.3192 | 0.70904 | 1.063 | 0.53744 | 0.69315 | 0.55452 | 0.93983 | 0.76306 | 0.57597 | 0.99266 | 1.4217 | 1.2425 | 1.7287 | 0.71301 | 0.67448 | 0.95889 | 0.81669 | 0.81033 | 1.7204 | 0.97598 | 1.1229 | 0.54539 | 0.49216 | 0.85125 | 0.51361 | 0.69792 | 1.1595 | 1.0423 | 0.99743 | 0.71023 | 0.76624 | 1.1484 | 0.62523 | 0.93586 | 0.48262 | 0.61609 | 0.48978 | 0.82821 | 0.67289 | 0.52394 | 0.87866 | 1.2453 | 1.086 | 1.4892 | 0.6296 | 0.59703 | 0.82861 | 0.72175 | 0.7289 | 1.4816 | 0.86237 | 0.97002 | 0.47945 | 0.43218 | 0.74161 | 0.45204 | 0.59901 | 1.0085 | 0.90328 | 0.86396 | 0.62165 | 0.66733 | 0.99385 | 0.5438 | 0.81153 | 0.42741 | 0.54856 | 0.42741 | 0.71937 | 0.58948 | 0.46832 | 0.76227 | 1.0777 | 0.93943 | 1.2679 | 0.55293 | 0.52354 | 0.71222 | 0.63834 | 0.64628 | 1.2628 | 0.75075 | 0.83298 | 0.38928 | 0.35075 | 0.59703 | 0.36862 | 0.47071 | 0.80874 | 0.72096 | 0.68998 | 0.50408 | 0.53585 | 0.79166 | 0.43655 | 0.64986 | 0.35075 | 0.45561 | 0.34638 | 0.57716 | 0.47667 | 0.39087 | 0.61053 | 0.86118 | 0.75075 | 0.99147 | 0.45045 | 0.42463 | 0.56525 | 0.52473 | 0.53268 | 0.9867 | 0.60378 | 0.66217
287 | 0.14469 | 1.0306 | 0.17809 | 0.2328 | 0.14932 | 0.5827 | 0.16456 | 0.187 | 0.3318 | 1.4272 | 0.38464 | 0.4801 | 0.3679 | 2.196 | 0.4244 | 0.5023 | 0.61027 | 0.55168 | 0.94272 | 0.58157 | 0.79842 | 1.3011 | 1.2046 | 1.1432 | 0.82034 | 0.87535 | 1.3238 | 0.71152 | 1.0667 | 0.53932 | 0.69558 | 0.55646 | 0.94311 | 0.76573 | 0.57799 | 0.99613 | 1.4266 | 1.2469 | 1.7348 | 0.71551 | 0.67684 | 0.96225 | 0.81954 | 0.81317 | 1.7264 | 0.97939 | 1.1269 | 0.54729 | 0.49388 | 0.85422 | 0.5154 | 0.70036 | 1.1635 | 1.046 | 1.0009 | 0.71272 | 0.76892 | 1.1524 | 0.62741 | 0.93913 | 0.48431 | 0.61825 | 0.49149 | 0.8311 | 0.67525 | 0.52577 | 0.88173 | 1.2496 | 1.0898 | 1.4944 | 0.6318 | 0.59911 | 0.8315 | 0.72428 | 0.73145 | 1.4868 | 0.86538 | 0.97341 | 0.48112 | 0.43369 | 0.74421 | 0.45362 | 0.60111 | 1.0121 | 0.90644 | 0.86698 | 0.62383 | 0.66967 | 0.99732 | 0.5457 | 0.81436 | 0.42891 | 0.55048 | 0.42891 | 0.72188 | 0.59154 | 0.46996 | 0.76493 | 1.0814 | 0.94272 | 1.2724 | 0.55487 | 0.52537 | 0.71471 | 0.64057 | 0.64854 | 1.2672 | 0.75338 | 0.83589 | 0.39064 | 0.35197 | 0.59911 | 0.36991 | 0.47235 | 0.81157 | 0.72348 | 0.69239 | 0.50584 | 0.53773 | 0.79443 | 0.43807 | 0.65213 | 0.35197 | 0.45721 | 0.34759 | 0.57918 | 0.47833 | 0.39223 | 0.61267 | 0.86419 | 0.75338 | 0.99493 | 0.45202 | 0.42612 | 0.56722 | 0.52657 | 0.53454 | 0.99015 | 0.60589 | 0.66448
288 | 0.14556 | 1.0343 | 0.17916 | 0.2342 | 0.15017 | 0.5848 | 0.16544 | 0.188 | 0.3332 | 1.4328 | 0.38636 | 0.4824 | 0.3696 | 2.204 | 0.4266 | 0.5052 | 0.6124 | 0.5536 | 0.946 | 0.5836 | 0.8012 | 1.3056 | 1.2088 | 1.1472 | 0.8232 | 0.8784 | 1.3284 | 0.714 | 1.0704 | 0.5412 | 0.698 | 0.5584 | 0.9464 | 0.7684 | 0.58 | 0.9996 | 1.4316 | 1.2512 | 1.7408 | 0.718 | 0.6792 | 0.9656 | 0.8224 | 0.816 | 1.7324 | 0.9828 | 1.1308 | 0.5492 | 0.4956 | 0.8572 | 0.5172 | 0.7028 | 1.1676 | 1.0496 | 1.0044 | 0.7152 | 0.7716 | 1.1564 | 0.6296 | 0.9424 | 0.486 | 0.6204 | 0.4932 | 0.834 | 0.6776 | 0.5276 | 0.8848 | 1.254 | 1.0936 | 1.4996 | 0.634 | 0.6012 | 0.8344 | 0.7268 | 0.734 | 1.492 | 0.8684 | 0.9768 | 0.4828 | 0.4352 | 0.7468 | 0.4552 | 0.6032 | 1.0156 | 0.9096 | 0.87 | 0.626 | 0.672 | 1.0008 | 0.5476 | 0.8172 | 0.4304 | 0.5524 | 0.4304 | 0.7244 | 0.5936 | 0.4716 | 0.7676 | 1.0852 | 0.946 | 1.2768 | 0.5568 | 0.5272 | 0.7172 | 0.6428 | 0.6508 | 1.2716 | 0.756 | 0.8388 | 0.392 | 0.3532 | 0.6012 | 0.3712 | 0.474 | 0.8144 | 0.726 | 0.6948 | 0.5076 | 0.5396 | 0.7972 | 0.4396 | 0.6544 | 0.3532 | 0.4588 | 0.3488 | 0.5812 | 0.48 | 0.3936 | 0.6148 | 0.8672 | 0.756 | 0.9984 | 0.4536 | 0.4276 | 0.5692 | 0.5284 | 0.5364 | 0.9936 | 0.608 | 0.6668
289 | 0.14643 | 1.0381 | 0.18023 | 0.2356 | 0.15102 | 0.5869 | 0.16632 | 0.189 | 0.3346 | 1.4384 | 0.38808 | 0.4847 | 0.3713 | 2.212 | 0.4288 | 0.5081 | 0.61453 | 0.55552 | 0.94929 | 0.58563 | 0.80398 | 1.3101 | 1.213 | 1.1512 | 0.82606 | 0.88145 | 1.333 | 0.71648 | 1.0741 | 0.54308 | 0.70042 | 0.56034 | 0.94969 | 0.77107 | 0.58201 | 1.0031 | 1.4366 | 1.2555 | 1.7468 | 0.72049 | 0.68156 | 0.96895 | 0.82526 | 0.81883 | 1.7384 | 0.98621 | 1.1347 | 0.55111 | 0.49732 | 0.86018 | 0.519 | 0.70524 | 1.1717 | 1.0532 | 1.0079 | 0.71768 | 0.77428 | 1.1604 | 0.63179 | 0.94567 | 0.48769 | 0.62255 | 0.49491 | 0.8369 | 0.67995 | 0.52943 | 0.88787 | 1.2584 | 1.0974 | 1.5048 | 0.6362 | 0.60329 | 0.8373 | 0.72932 | 0.73655 | 1.4972 | 0.87142 | 0.98019 | 0.48448 | 0.43671 | 0.74939 | 0.45678 | 0.60529 | 1.0191 | 0.91276 | 0.87302 | 0.62817 | 0.67433 | 1.0043 | 0.5495 | 0.82004 | 0.43189 | 0.55432 | 0.43189 | 0.72692 | 0.59566 | 0.47324 | 0.77027 | 1.089 | 0.94928 | 1.2812 | 0.55873 | 0.52903 | 0.71969 | 0.64503 | 0.65306 | 1.276 | 0.75863 | 0.84171 | 0.39336 | 0.35443 | 0.60329 | 0.37249 | 0.47565 | 0.81723 | 0.72852 | 0.69721 | 0.50936 | 0.54147 | 0.79997 | 0.44113 | 0.65667 | 0.35443 | 0.46039 | 0.35001 | 0.58322 | 0.48167 | 0.39497 | 0.61693 | 0.87021 | 0.75863 | 1.0019 | 0.45517 | 0.42908 | 0.57118 | 0.53023 | 0.53826 | 0.99705 | 0.61011 | 0.66912
290 | 0.1473 | 1.0418 | 0.1813 | 0.237 | 0.15186 | 0.589 | 0.1672 | 0.19 | 0.336 | 1.444 | 0.3898 | 0.487 | 0.373 | 2.22 | 0.431 | 0.511 | 0.61665 | 0.55744 | 0.95257 | 0.58765 | 0.80676 | 1.3147 | 1.2172 | 1.1552 | 0.82892 | 0.8845 | 1.3376 | 0.71896 | 1.0778 | 0.54496 | 0.70285 | 0.56228 | 0.95297 | 0.77374 | 0.58403 | 1.0065 | 1.4415 | 1.2599 | 1.7529 | 0.72299 | 0.68392 | 0.97231 | 0.82811 | 0.82167 | 1.7444 | 0.98963 | 1.1387 | 0.55301 | 0.49904 | 0.86315 | 0.52079 | 0.70768 | 1.1757 | 1.0569 | 1.0114 | 0.72017 | 0.77696 | 1.1644 | 0.63397 | 0.94894 | 0.48937 | 0.62471 | 0.49663 | 0.83979 | 0.68231 | 0.53126 | 0.89094 | 1.2627 | 1.1012 | 1.51 | 0.6384 | 0.60538 | 0.84019 | 0.73185 | 0.7391 | 1.5024 | 0.87443 | 0.98358 | 0.48615 | 0.43822 | 0.75199 | 0.45836 | 0.60739 | 1.0227 | 0.91592 | 0.87604 | 0.63035 | 0.67667 | 1.0077 | 0.5514 | 0.82288 | 0.43339 | 0.55624 | 0.43339 | 0.72943 | 0.59772 | 0.47487 | 0.77293 | 1.0927 | 0.95257 | 1.2857 | 0.56067 | 0.53086 | 0.72218 | 0.64726 | 0.65532 | 1.2804 | 0.76125 | 0.84463 | 0.39472 | 0.35565 | 0.60538 | 0.37378 | 0.47729 | 0.82006 | 0.73104 | 0.69963 | 0.51113 | 0.54335 | 0.80274 | 0.44265 | 0.65894 | 0.35565 | 0.46199 | 0.35122 | 0.58524 | 0.48333 | 0.39633 | 0.61907 | 0.87322 | 0.76125 | 1.0053 | 0.45675 | 0.43057 | 0.57315 | 0.53207 | 0.54013 | 1.0005 | 0.61222 | 0.67143
291 | 0.14817 | 1.0455 | 0.18237 | 0.2384 | 0.15271 | 0.5911 | 0.16808 | 0.191 | 0.3374 | 1.4496 | 0.39152 | 0.4893 | 0.3747 | 2.228 | 0.4332 | 0.5139 | 0.61878 | 0.55937 | 0.95585 | 0.58968 | 0.80955 | 1.3192 | 1.2214 | 1.1591 | 0.83178 | 0.88755 | 1.3422 | 0.72144 | 1.0816 | 0.54684 | 0.70527 | 0.56422 | 0.95626 | 0.7764 | 0.58604 | 1.01 | 1.4465 | 1.2642 | 1.7589 | 0.72548 | 0.68628 | 0.97566 | 0.83097 | 0.8245 | 1.7504 | 0.99304 | 1.1426 | 0.55492 | 0.50076 | 0.86613 | 0.52259 | 0.71012 | 1.1798 | 1.0605 | 1.0149 | 0.72265 | 0.77964 | 1.1684 | 0.63616 | 0.95222 | 0.49106 | 0.62686 | 0.49834 | 0.84269 | 0.68466 | 0.5331 | 0.89402 | 1.2671 | 1.105 | 1.5152 | 0.6406 | 0.60746 | 0.84309 | 0.73437 | 0.74165 | 1.5075 | 0.87745 | 0.98697 | 0.48783 | 0.43973 | 0.75458 | 0.45994 | 0.60948 | 1.0262 | 0.91907 | 0.87906 | 0.63252 | 0.679 | 1.0112 | 0.5533 | 0.82571 | 0.43488 | 0.55815 | 0.43488 | 0.73195 | 0.59978 | 0.47651 | 0.7756 | 1.0965 | 0.95585 | 1.2901 | 0.5626 | 0.53269 | 0.72467 | 0.6495 | 0.65758 | 1.2848 | 0.76388 | 0.84754 | 0.39608 | 0.35688 | 0.60746 | 0.37507 | 0.47894 | 0.82288 | 0.73356 | 0.70204 | 0.51289 | 0.54522 | 0.8055 | 0.44418 | 0.66122 | 0.35688 | 0.46358 | 0.35243 | 0.58725 | 0.485 | 0.3977 | 0.6212 | 0.87623 | 0.76388 | 1.0088 | 0.45832 | 0.43205 | 0.57513 | 0.5339 | 0.54199 | 1.004 | 0.61433 | 0.67375
292 | 0.14904 | 1.0492 | 0.18344 | 0.2398 | 0.15356 | 0.5932 | 0.16896 | 0.192 | 0.3388 | 1.4552 | 0.39324 | 0.4916 | 0.3764 | 2.236 | 0.4354 | 0.5168 | 0.62091 | 0.56129 | 0.95914 | 0.59171 | 0.81233 | 1.3237 | 1.2256 | 1.1631 | 0.83463 | 0.8906 | 1.3469 | 0.72392 | 1.0853 | 0.54872 | 0.70769 | 0.56616 | 0.95954 | 0.77907 | 0.58806 | 1.0135 | 1.4515 | 1.2686 | 1.765 | 0.72797 | 0.68863 | 0.97901 | 0.83382 | 0.82733 | 1.7565 | 0.99645 | 1.1465 | 0.55683 | 0.50248 | 0.86911 | 0.52438 | 0.71256 | 1.1838 | 1.0642 | 1.0184 | 0.72513 | 0.78232 | 1.1725 | 0.63834 | 0.95549 | 0.49275 | 0.62902 | 0.50005 | 0.84558 | 0.68701 | 0.53493 | 0.89709 | 1.2714 | 1.1088 | 1.5204 | 0.64281 | 0.60955 | 0.84599 | 0.73689 | 0.74419 | 1.5127 | 0.88046 | 0.99037 | 0.48951 | 0.44124 | 0.75717 | 0.46152 | 0.61158 | 1.0297 | 0.92223 | 0.88208 | 0.63469 | 0.68133 | 1.0147 | 0.55521 | 0.82855 | 0.43638 | 0.56007 | 0.43638 | 0.73446 | 0.60184 | 0.47815 | 0.77826 | 1.1003 | 0.95914 | 1.2945 | 0.56453 | 0.53452 | 0.72716 | 0.65173 | 0.65984 | 1.2893 | 0.7665 | 0.85045 | 0.39744 | 0.35811 | 0.60955 | 0.37636 | 0.48058 | 0.82571 | 0.73608 | 0.70445 | 0.51465 | 0.54709 | 0.80827 | 0.44571 | 0.66349 | 0.35811 | 0.46517 | 0.35364 | 0.58927 | 0.48667 | 0.39907 | 0.62334 | 0.87924 | 0.7665 | 1.0123 | 0.4599 | 0.43354 | 0.57711 | 0.53574 | 0.54385 | 1.0074 | 0.61644 | 0.67606
293 | 0.14991 | 1.0529 | 0.18451 | 0.2412 | 0.15441 | 0.5953 | 0.16984 | 0.193 | 0.3402 | 1.4608 | 0.39496 | 0.4939 | 0.3781 | 2.244 | 0.4376 | 0.5197 | 0.62303 | 0.56321 | 0.96242 | 0.59373 | 0.81511 | 1.3283 | 1.2298 | 1.1671 | 0.83749 | 0.89365 | 1.3515 | 0.7264 | 1.089 | 0.5506 | 0.71012 | 0.56809 | 0.96283 | 0.78174 | 0.59007 | 1.017 | 1.4565 | 1.2729 | 1.771 | 0.73047 | 0.69099 | 0.98236 | 0.83668 | 0.83017 | 1.7625 | 0.99986 | 1.1504 | 0.55873 | 0.5042 | 0.87208 | 0.52618 | 0.715 | 1.1879 | 1.0678 | 1.0218 | 0.72762 | 0.785 | 1.1765 | 0.64053 | 0.95876 | 0.49444 | 0.63117 | 0.50176 | 0.84848 | 0.68936 | 0.53676 | 0.90016 | 1.2758 | 1.1126 | 1.5256 | 0.64501 | 0.61164 | 0.84889 | 0.73942 | 0.74674 | 1.5179 | 0.88348 | 0.99376 | 0.49118 | 0.44276 | 0.75977 | 0.4631 | 0.61367 | 1.0332 | 0.92539 | 0.8851 | 0.63687 | 0.68367 | 1.0182 | 0.55711 | 0.83139 | 0.43787 | 0.56199 | 0.43787 | 0.73698 | 0.60391 | 0.47979 | 0.78093 | 1.104 | 0.96242 | 1.299 | 0.56647 | 0.53635 | 0.72965 | 0.65396 | 0.6621 | 1.2937 | 0.76913 | 0.85336 | 0.39881 | 0.35933 | 0.61164 | 0.37764 | 0.48223 | 0.82854 | 0.7386 | 0.70686 | 0.51641 | 0.54897 | 0.81104 | 0.44723 | 0.66576 | 0.35933 | 0.46677 | 0.35486 | 0.59129 | 0.48833 | 0.40043 | 0.62547 | 0.88226 | 0.76913 | 1.0157 | 0.46147 | 0.43502 | 0.57908 | 0.53757 | 0.54571 | 1.0109 | 0.61856 | 0.67838
294 | 0.15078 | 1.0566 | 0.18558 | 0.2426 | 0.15525 | 0.5974 | 0.17072 | 0.194 | 0.3416 | 1.4664 | 0.39668 | 0.4962 | 0.3798 | 2.252 | 0.4398 | 0.5226 | 0.62516 | 0.56513 | 0.96571 | 0.59576 | 0.81789 | 1.3328 | 1.234 | 1.1711 | 0.84035 | 0.8967 | 1.3561 | 0.72887 | 1.0927 | 0.55247 | 0.71254 | 0.57003 | 0.96612 | 0.78441 | 0.59208 | 1.0204 | 1.4614 | 1.2773 | 1.7771 | 0.73296 | 0.69335 | 0.98572 | 0.83953 | 0.833 | 1.7685 | 1.0033 | 1.1544 | 0.56064 | 0.50592 | 0.87506 | 0.52798 | 0.71744 | 1.1919 | 1.0715 | 1.0253 | 0.7301 | 0.78768 | 1.1805 | 0.64272 | 0.96203 | 0.49612 | 0.63333 | 0.50348 | 0.85137 | 0.69172 | 0.53859 | 0.90323 | 1.2801 | 1.1164 | 1.5308 | 0.64721 | 0.61373 | 0.85178 | 0.74194 | 0.74929 | 1.5231 | 0.88649 | 0.99715 | 0.49286 | 0.44427 | 0.76236 | 0.46468 | 0.61577 | 1.0368 | 0.92855 | 0.88812 | 0.63904 | 0.686 | 1.0216 | 0.55901 | 0.83423 | 0.43937 | 0.56391 | 0.43937 | 0.73949 | 0.60597 | 0.48142 | 0.78359 | 1.1078 | 0.96571 | 1.3034 | 0.5684 | 0.53818 | 0.73214 | 0.65619 | 0.66436 | 1.2981 | 0.77175 | 0.85628 | 0.40017 | 0.36056 | 0.61373 | 0.37893 | 0.48387 | 0.83137 | 0.74112 | 0.70928 | 0.51818 | 0.55084 | 0.81381 | 0.44876 | 0.66803 | 0.36056 | 0.46836 | 0.35607 | 0.59331 | 0.49 | 0.4018 | 0.62761 | 0.88527 | 0.77175 | 1.0192 | 0.46305 | 0.43651 | 0.58106 | 0.53941 | 0.54758 | 1.0143 | 0.62067 | 0.68069
295 | 0.15165 | 1.0603 | 0.18665 | 0.244 | 0.1561 | 0.5995 | 0.1716 | 0.195 | 0.343 | 1.472 | 0.3984 | 0.4985 | 0.3815 | 2.26 | 0.442 | 0.5255 | 0.62729 | 0.56706 | 0.96899 | 0.59778 | 0.82067 | 1.3373 | 1.2382 | 1.1751 | 0.84321 | 0.89975 | 1.3607 | 0.73135 | 1.0964 | 0.55435 | 0.71497 | 0.57197 | 0.9694 | 0.78708 | 0.5941 | 1.0239 | 1.4664 | 1.2816 | 1.7831 | 0.73545 | 0.69571 | 0.98907 | 0.84239 | 0.83583 | 1.7745 | 1.0067 | 1.1583 | 0.56255 | 0.50765 | 0.87803 | 0.52977 | 0.71988 | 1.196 | 1.0751 | 1.0288 | 0.73258 | 0.79035 | 1.1845 | 0.6449 | 0.96531 | 0.49781 | 0.63548 | 0.50519 | 0.85427 | 0.69407 | 0.54042 | 0.90631 | 1.2845 | 1.1202 | 1.536 | 0.64941 | 0.61581 | 0.85468 | 0.74447 | 0.75184 | 1.5283 | 0.88951 | 1.0005 | 0.49453 | 0.44578 | 0.76495 | 0.46626 | 0.61786 | 1.0403 | 0.93171 | 0.89115 | 0.64122 | 0.68833 | 1.0251 | 0.56091 | 0.83706 | 0.44086 | 0.56583 | 0.44086 | 0.74201 | 0.60803 | 0.48306 | 0.78626 | 1.1116 | 0.96899 | 1.3078 | 0.57033 | 0.54001 | 0.73463 | 0.65842 | 0.66662 | 1.3025 | 0.77438 | 0.85919 | 0.40153 | 0.36178 | 0.61581 | 0.38022 | 0.48552 | 0.83419 | 0.74365 | 0.71169 | 0.51994 | 0.55272 | 0.81658 | 0.45028 | 0.67031 | 0.36178 | 0.46995 | 0.35728 | 0.59533 | 0.49167 | 0.40317 | 0.62974 | 0.88828 | 0.77438 | 1.0227 | 0.46462 | 0.43799 | 0.58303 | 0.54124 | 0.54944 | 1.0178 | 0.62278 | 0.68301
296 | 0.15252 | 1.064 | 0.18772 | 0.2454 | 0.15695 | 0.6016 | 0.17248 | 0.196 | 0.3444 | 1.4776 | 0.40012 | 0.5008 | 0.3832 | 2.268 | 0.4442 | 0.5284 | 0.62941 | 0.56898 | 0.97228 | 0.59981 | 0.82346 | 1.3419 | 1.2424 | 1.1791 | 0.84607 | 0.9028 | 1.3653 | 0.73383 | 1.1001 | 0.55623 | 0.71739 | 0.57391 | 0.97269 | 0.78974 | 0.59611 | 1.0274 | 1.4714 | 1.286 | 1.7892 | 0.73794 | 0.69807 | 0.99242 | 0.84524 | 0.83867 | 1.7805 | 1.0101 | 1.1622 | 0.56446 | 0.50937 | 0.88101 | 0.53157 | 0.72232 | 1.2 | 1.0788 | 1.0323 | 0.73507 | 0.79303 | 1.1885 | 0.64709 | 0.96858 | 0.4995 | 0.63763 | 0.5069 | 0.85717 | 0.69642 | 0.54226 | 0.90938 | 1.2888 | 1.124 | 1.5413 | 0.65161 | 0.6179 | 0.85758 | 0.74699 | 0.75439 | 1.5334 | 0.89252 | 1.0039 | 0.49621 | 0.44729 | 0.76754 | 0.46784 | 0.61996 | 1.0438 | 0.93487 | 0.89417 | 0.64339 | 0.69067 | 1.0286 | 0.56281 | 0.8399 | 0.44236 | 0.56774 | 0.44236 | 0.74452 | 0.61009 | 0.4847 | 0.78892 | 1.1153 | 0.97228 | 1.3123 | 0.57227 | 0.54184 | 0.73712 | 0.66066 | 0.66888 | 1.3069 | 0.777 | 0.8621 | 0.40289 | 0.36301 | 0.6179 | 0.38151 | 0.48717 | 0.83702 | 0.74617 | 0.7141 | 0.5217 | 0.55459 | 0.81934 | 0.45181 | 0.67258 | 0.36301 | 0.47154 | 0.35849 | 0.59734 | 0.49333 | 0.40453 | 0.63188 | 0.89129 | 0.777 | 1.0261 | 0.4662 | 0.43948 | 0.58501 | 0.54308 | 0.5513 | 1.0212 | 0.62489 | 0.68532
297 | 0.15339 | 1.0677 | 0.18879 | 0.2468 | 0.1578 | 0.6037 | 0.17336 | 0.197 | 0.3458 | 1.4832 | 0.40184 | 0.5031 | 0.3849 | 2.276 | 0.4464 | 0.5313 | 0.63154 | 0.5709 | 0.97556 | 0.60184 | 0.82624 | 1.3464 | 1.2466 | 1.183 | 0.84893 | 0.90585 | 1.3699 | 0.73631 | 1.1039 | 0.55811 | 0.71981 | 0.57585 | 0.97598 | 0.79241 | 0.59813 | 1.0308 | 1.4763 | 1.2903 | 1.7952 | 0.74044 | 0.70043 | 0.99577 | 0.8481 | 0.8415 | 1.7865 | 1.0135 | 1.1661 | 0.56636 | 0.51109 | 0.88399 | 0.53336 | 0.72476 | 1.2041 | 1.0824 | 1.0358 | 0.73755 | 0.79571 | 1.1925 | 0.64928 | 0.97185 | 0.50119 | 0.63979 | 0.50861 | 0.86006 | 0.69878 | 0.54409 | 0.91245 | 1.2932 | 1.1278 | 1.5465 | 0.65381 | 0.61999 | 0.86047 | 0.74951 | 0.75694 | 1.5386 | 0.89554 | 1.0073 | 0.49789 | 0.4488 | 0.77014 | 0.46943 | 0.62205 | 1.0473 | 0.93802 | 0.89719 | 0.64556 | 0.693 | 1.0321 | 0.56471 | 0.84274 | 0.44385 | 0.56966 | 0.44385 | 0.74704 | 0.61215 | 0.48634 | 0.79159 | 1.1191 | 0.97556 | 1.3167 | 0.5742 | 0.54367 | 0.73961 | 0.66289 | 0.67114 | 1.3113 | 0.77963 | 0.86501 | 0.40425 | 0.36424 | 0.61999 | 0.3828 | 0.48881 | 0.83985 | 0.74869 | 0.71651 | 0.52346 | 0.55646 | 0.82211 | 0.45334 | 0.67485 | 0.36424 | 0.47314 | 0.3597 | 0.59936 | 0.495 | 0.4059 | 0.63401 | 0.8943 | 0.77963 | 1.0296 | 0.46777 | 0.44096 | 0.58699 | 0.54491 | 0.55316 | 1.0247 | 0.627 | 0.68764
298 | 0.15426 | 1.0714 | 0.18986 | 0.2482 | 0.15864 | 0.6058 | 0.17424 | 0.198 | 0.3472 | 1.4888 | 0.40356 | 0.5054 | 0.3866 | 2.284 | 0.4486 | 0.5342 | 0.63366 | 0.57282 | 0.97885 | 0.60386 | 0.82902 | 1.3509 | 1.2508 | 1.187 | 0.85178 | 0.9089 | 1.3745 | 0.73879 | 1.1076 | 0.55999 | 0.72224 | 0.57779 | 0.97926 | 0.79508 | 0.60014 | 1.0343 | 1.4813 | 1.2946 | 1.8012 | 0.74293 | 0.70278 | 0.99913 | 0.85096 | 0.84433 | 1.7926 | 1.0169 | 1.1701 | 0.56827 | 0.51281 | 0.88696 | 0.53516 | 0.7272 | 1.2081 | 1.086 | 1.0393 | 0.74003 | 0.79839 | 1.1966 | 0.65146 | 0.97512 | 0.50287 | 0.64194 | 0.51033 | 0.86296 | 0.70113 | 0.54592 | 0.91552 | 1.2975 | 1.1316 | 1.5517 | 0.65601 | 0.62208 | 0.86337 | 0.75204 | 0.75949 | 1.5438 | 0.89855 | 1.0107 | 0.49956 | 0.45031 | 0.77273 | 0.47101 | 0.62414 | 1.0509 | 0.94118 | 0.90021 | 0.64774 | 0.69533 | 1.0355 | 0.56661 | 0.84558 | 0.44534 | 0.57158 | 0.44534 | 0.74955 | 0.61421 | 0.48797 | 0.79425 | 1.1229 | 0.97885 | 1.3211 | 0.57613 | 0.54551 | 0.7421 | 0.66512 | 0.6734 | 1.3158 | 0.78225 | 0.86793 | 0.40561 | 0.36546 | 0.62208 | 0.38409 | 0.49046 | 0.84268 | 0.75121 | 0.71893 | 0.52523 | 0.55834 | 0.82488 | 0.45486 | 0.67712 | 0.36546 | 0.47473 | 0.36091 | 0.60138 | 0.49667 | 0.40727 | 0.63615 | 0.89731 | 0.78225 | 1.0331 | 0.46935 | 0.44245 | 0.58896 | 0.54675 | 0.55503 | 1.0281 | 0.62911 | 0.68995
299 | 0.15513 | 1.0751 | 0.19093 | 0.2496 | 0.15949 | 0.6079 | 0.17512 | 0.199 | 0.3486 | 1.4944 | 0.40528 | 0.5077 | 0.3883 | 2.292 | 0.4508 | 0.5371 | 0.63579 | 0.57474 | 0.98213 | 0.60589 | 0.8318 | 1.3555 | 1.255 | 1.191 | 0.85464 | 0.91195 | 1.3791 | 0.74127 | 1.1113 | 0.56187 | 0.72466 | 0.57973 | 0.98255 | 0.79775 | 0.60215 | 1.0378 | 1.4863 | 1.299 | 1.8073 | 0.74542 | 0.70514 | 1.0025 | 0.85381 | 0.84717 | 1.7986 | 1.0203 | 1.174 | 0.57018 | 0.51453 | 0.88994 | 0.53695 | 0.72964 | 1.2122 | 1.0897 | 1.0428 | 0.74252 | 0.80107 | 1.2006 | 0.65365 | 0.97839 | 0.50456 | 0.6441 | 0.51204 | 0.86585 | 0.70348 | 0.54775 | 0.91859 | 1.3019 | 1.1354 | 1.5569 | 0.65822 | 0.62416 | 0.86627 | 0.75456 | 0.76203 | 1.549 | 0.90157 | 1.0141 | 0.50124 | 0.45182 | 0.77532 | 0.47259 | 0.62624 | 1.0544 | 0.94434 | 0.90323 | 0.64991 | 0.69767 | 1.039 | 0.56852 | 0.84841 | 0.44684 | 0.5735 | 0.44684 | 0.75207 | 0.61627 | 0.48961 | 0.79692 | 1.1266 | 0.98213 | 1.3256 | 0.57807 | 0.54734 | 0.74459 | 0.66735 | 0.67566 | 1.3202 | 0.78488 | 0.87084 | 0.40697 | 0.36669 | 0.62416 | 0.38538 | 0.4921 | 0.84551 | 0.75373 | 0.72134 | 0.52699 | 0.56021 | 0.82765 | 0.45639 | 0.67939 | 0.36669 | 0.47632 | 0.36212 | 0.6034 | 0.49833 | 0.40863 | 0.63828 | 0.90032 | 0.78488 | 1.0365 | 0.47092 | 0.44393 | 0.59094 | 0.54858 | 0.55689 | 1.0316 | 0.63122 | 0.69227
300 | 0.156 | 1.0789 | 0.192 | 0.251 | 0.16034 | 0.61 | 0.176 | 0.2 | 0.35 | 1.5 | 0.407 | 0.51 | 0.39 | 2.3 | 0.453 | 0.54 | 0.63792 | 0.57667 | 0.98542 | 0.60792 | 0.83458 | 1.36 | 1.2592 | 1.195 | 0.8575 | 0.915 | 1.3838 | 0.74375 | 1.115 | 0.56375 | 0.72708 | 0.58167 | 0.98583 | 0.80042 | 0.60417 | 1.0412 | 1.4912 | 1.3033 | 1.8133 | 0.74792 | 0.7075 | 1.0058 | 0.85667 | 0.85 | 1.8046 | 1.0238 | 1.1779 | 0.57208 | 0.51625 | 0.89292 | 0.53875 | 0.73208 | 1.2162 | 1.0933 | 1.0462 | 0.745 | 0.80375 | 1.2046 | 0.65583 | 0.98167 | 0.50625 | 0.64625 | 0.51375 | 0.86875 | 0.70583 | 0.54958 | 0.92167 | 1.3062 | 1.1392 | 1.5621 | 0.66042 | 0.62625 | 0.86917 | 0.75708 | 0.76458 | 1.5542 | 0.90458 | 1.0175 | 0.50292 | 0.45333 | 0.77792 | 0.47417 | 0.62833 | 1.0579 | 0.9475 | 0.90625 | 0.65208 | 0.7 | 1.0425 | 0.57042 | 0.85125 | 0.44833 | 0.57542 | 0.44833 | 0.75458 | 0.61833 | 0.49125 | 0.79958 | 1.1304 | 0.98542 | 1.33 | 0.58 | 0.54917 | 0.74708 | 0.66958 | 0.67792 | 1.3246 | 0.7875 | 0.87375 | 0.40833 | 0.36792 | 0.62625 | 0.38667 | 0.49375 | 0.84833 | 0.75625 | 0.72375 | 0.52875 | 0.56208 | 0.83042 | 0.45792 | 0.68167 | 0.36792 | 0.47792 | 0.36333 | 0.60542 | 0.5 | 0.41 | 0.64042 | 0.90333 | 0.7875 | 1.04 | 0.4725 | 0.44542 | 0.59292 | 0.55042 | 0.55875 | 1.035 | 0.63333 | 0.69458
301 | 0.15722 | 1.0827 | 0.19348 | 0.25295 | 0.16119 | 0.6123 | 0.17714 | 0.2013 | 0.3517 | 1.5056 | 0.40916 | 0.513 | 0.3921 | 2.3082 | 0.45595 | 0.5441 | 0.64004 | 0.57859 | 0.9887 | 0.60994 | 0.83737 | 1.3645 | 1.2634 | 1.199 | 0.86036 | 0.91805 | 1.3884 | 0.74623 | 1.1187 | 0.56563 | 0.72951 | 0.58361 | 0.98912 | 0.80308 | 0.60618 | 1.0447 | 1.4962 | 1.3077 | 1.8194 | 0.75041 | 0.70986 | 1.0092 | 0.85952 | 0.85283 | 1.8106 | 1.0272 | 1.1818 | 0.57399 | 0.51797 | 0.89589 | 0.54055 | 0.73452 | 1.2203 | 1.097 | 1.0497 | 0.74748 | 0.80643 | 1.2086 | 0.65802 | 0.98494 | 0.50794 | 0.6484 | 0.51546 | 0.87165 | 0.70819 | 0.55142 | 0.92474 | 1.3106 | 1.143 | 1.5673 | 0.66262 | 0.62834 | 0.87206 | 0.75961 | 0.76713 | 1.5593 | 0.9076 | 1.0209 | 0.50459 | 0.45484 | 0.78051 | 0.47575 | 0.63043 | 1.0614 | 0.95066 | 0.90927 | 0.65426 | 0.70233 | 1.046 | 0.57232 | 0.85409 | 0.44983 | 0.57733 | 0.44983 | 0.7571 | 0.62039 | 0.49289 | 0.80225 | 1.1342 | 0.9887 | 1.3344 | 0.58193 | 0.551 | 0.74957 | 0.67182 | 0.68018 | 1.329 | 0.79013 | 0.87666 | 0.40969 | 0.36914 | 0.62834 | 0.38796 | 0.4954 | 0.85116 | 0.75877 | 0.72616 | 0.53051 | 0.56396 | 0.83318 | 0.45944 | 0.68394 | 0.36914 | 0.47951 | 0.36454 | 0.60743 | 0.50167 | 0.41137 | 0.64255 | 0.90634 | 0.79013 | 1.0435 | 0.47407 | 0.4469 | 0.59489 | 0.55225 | 0.56061 | 1.0385 | 0.63544 | 0.6969
302 | 0.15844 | 1.0865 | 0.19496 | 0.2549 | 0.16203 | 0.6146 | 0.17829 | 0.2026 | 0.3534 | 1.5112 | 0.41132 | 0.516 | 0.3942 | 2.3164 | 0.4589 | 0.5482 | 0.64217 | 0.58051 | 0.99199 | 0.61197 | 0.84015 | 1.3691 | 1.2676 | 1.203 | 0.86322 | 0.9211 | 1.393 | 0.74871 | 1.1224 | 0.56751 | 0.73193 | 0.58554 | 0.99241 | 0.80575 | 0.60819 | 1.0482 | 1.5012 | 1.312 | 1.8254 | 0.7529 | 0.71222 | 1.0125 | 0.86238 | 0.85567 | 1.8166 | 1.0306 | 1.1858 | 0.5759 | 0.51969 | 0.89887 | 0.54234 | 0.73696 | 1.2244 | 1.1006 | 1.0532 | 0.74997 | 0.80911 | 1.2126 | 0.66021 | 0.98821 | 0.50962 | 0.65056 | 0.51718 | 0.87454 | 0.71054 | 0.55325 | 0.92781 | 1.315 | 1.1468 | 1.5725 | 0.66482 | 0.63043 | 0.87496 | 0.76213 | 0.76968 | 1.5645 | 0.91061 | 1.0243 | 0.50627 | 0.45636 | 0.7831 | 0.47733 | 0.63252 | 1.065 | 0.95382 | 0.91229 | 0.65643 | 0.70467 | 1.0494 | 0.57422 | 0.85693 | 0.45132 | 0.57925 | 0.45132 | 0.75961 | 0.62246 | 0.49452 | 0.80491 | 1.138 | 0.99199 | 1.3389 | 0.58387 | 0.55283 | 0.75206 | 0.67405 | 0.68244 | 1.3334 | 0.79275 | 0.87958 | 0.41106 | 0.37037 | 0.63043 | 0.38924 | 0.49704 | 0.85399 | 0.76129 | 0.72858 | 0.53228 | 0.56583 | 0.83595 | 0.46097 | 0.68621 | 0.37037 | 0.4811 | 0.36576 | 0.60945 | 0.50333 | 0.41273 | 0.64469 | 0.90936 | 0.79275 | 1.0469 | 0.47565 | 0.44839 | 0.59687 | 0.55409 | 0.56248 | 1.0419 | 0.63756 | 0.69921
303 | 0.15966 | 1.0904 | 0.19644 | 0.25685 | 0.16288 | 0.6169 | 0.17943 | 0.2039 | 0.3551 | 1.5168 | 0.41348 | 0.519 | 0.3963 | 2.3246 | 0.46185 | 0.5523 | 0.6443 | 0.58243 | 0.99527 | 0.614 | 0.84293 | 1.3736 | 1.2718 | 1.2069 | 0.86608 | 0.92415 | 1.3976 | 0.75119 | 1.1262 | 0.56939 | 0.73435 | 0.58748 | 0.99569 | 0.80842 | 0.61021 | 1.0517 | 1.5062 | 1.3164 | 1.8315 | 0.7554 | 0.71458 | 1.0159 | 0.86523 | 0.8585 | 1.8226 | 1.034 | 1.1897 | 0.5778 | 0.52141 | 0.90185 | 0.54414 | 0.7394 | 1.2284 | 1.1043 | 1.0567 | 0.75245 | 0.81179 | 1.2166 | 0.66239 | 0.99148 | 0.51131 | 0.65271 | 0.51889 | 0.87744 | 0.71289 | 0.55508 | 0.93088 | 1.3193 | 1.1506 | 1.5777 | 0.66702 | 0.63251 | 0.87786 | 0.76465 | 0.77223 | 1.5697 | 0.91363 | 1.0277 | 0.50795 | 0.45787 | 0.7857 | 0.47891 | 0.63462 | 1.0685 | 0.95697 | 0.91531 | 0.6586 | 0.707 | 1.0529 | 0.57612 | 0.85976 | 0.45282 | 0.58117 | 0.45282 | 0.76213 | 0.62452 | 0.49616 | 0.80758 | 1.1417 | 0.99527 | 1.3433 | 0.5858 | 0.55466 | 0.75455 | 0.67628 | 0.6847 | 1.3378 | 0.79538 | 0.88249 | 0.41242 | 0.3716 | 0.63251 | 0.39053 | 0.49869 | 0.85682 | 0.76381 | 0.73099 | 0.53404 | 0.5677 | 0.83872 | 0.4625 | 0.68848 | 0.3716 | 0.4827 | 0.36697 | 0.61147 | 0.505 | 0.4141 | 0.64682 | 0.91237 | 0.79538 | 1.0504 | 0.47722 | 0.44987 | 0.59885 | 0.55592 | 0.56434 | 1.0454 | 0.63967 | 0.70153
304 | 0.16088 | 1.0942 | 0.19792 | 0.2588 | 0.16373 | 0.6192 | 0.18058 | 0.2052 | 0.3568 | 1.5224 | 0.41564 | 0.522 | 0.3984 | 2.3328 | 0.4648 | 0.5564 | 0.64642 | 0.58436 | 0.99856 | 0.61602 | 0.84571 | 1.3781 | 1.276 | 1.2109 | 0.86893 | 0.9272 | 1.4022 | 0.75367 | 1.1299 | 0.57127 | 0.73678 | 0.58942 | 0.99898 | 0.81109 | 0.61222 | 1.0551 | 1.5111 | 1.3207 | 1.8375 | 0.75789 | 0.71693 | 1.0192 | 0.86809 | 0.86133 | 1.8286 | 1.0374 | 1.1936 | 0.57971 | 0.52313 | 0.90482 | 0.54593 | 0.74184 | 1.2325 | 1.1079 | 1.0602 | 0.75493 | 0.81447 | 1.2206 | 0.66458 | 0.99476 | 0.513 | 0.65487 | 0.5206 | 0.88033 | 0.71524 | 0.55691 | 0.93396 | 1.3237 | 1.1544 | 1.5829 | 0.66922 | 0.6346 | 0.88076 | 0.76718 | 0.77478 | 1.5749 | 0.91664 | 1.0311 | 0.50962 | 0.45938 | 0.78829 | 0.48049 | 0.63671 | 1.072 | 0.96013 | 0.91833 | 0.66078 | 0.70933 | 1.0564 | 0.57802 | 0.8626 | 0.45431 | 0.58309 | 0.45431 | 0.76464 | 0.62658 | 0.4978 | 0.81024 | 1.1455 | 0.99856 | 1.3477 | 0.58773 | 0.55649 | 0.75704 | 0.67851 | 0.68696 | 1.3422 | 0.798 | 0.8854 | 0.41378 | 0.37282 | 0.6346 | 0.39182 | 0.50033 | 0.85964 | 0.76633 | 0.7334 | 0.5358 | 0.56958 | 0.84149 | 0.46402 | 0.69076 | 0.37282 | 0.48429 | 0.36818 | 0.61349 | 0.50667 | 0.41547 | 0.64896 | 0.91538 | 0.798 | 1.0539 | 0.4788 | 0.45136 | 0.60082 | 0.55776 | 0.5662 | 1.0488 | 0.64178 | 0.70384
305 | 0.1621 | 1.098 | 0.1994 | 0.26075 | 0.16458 | 0.6215 | 0.18172 | 0.2065 | 0.3585 | 1.528 | 0.4178 | 0.525 | 0.4005 | 2.341 | 0.46775 | 0.5605 | 0.64855 | 0.58628 | 1.0018 | 0.61805 | 0.84849 | 1.3827 | 1.2802 | 1.2149 | 0.87179 | 0.93025 | 1.4068 | 0.75615 | 1.1336 | 0.57315 | 0.7392 | 0.59136 | 1.0023 | 0.81376 | 0.61424 | 1.0586 | 1.5161 | 1.3251 | 1.8436 | 0.76038 | 0.71929 | 1.0226 | 0.87094 | 0.86417 | 1.8347 | 1.0408 | 1.1975 | 0.58162 | 0.52485 | 0.9078 | 0.54773 | 0.74428 | 1.2365 | 1.1116 | 1.0637 | 0.75742 | 0.81715 | 1.2247 | 0.66676 | 0.99803 | 0.51469 | 0.65702 | 0.52231 | 0.88323 | 0.7176 | 0.55874 | 0.93703 | 1.328 | 1.1582 | 1.5881 | 0.67142 | 0.63669 | 0.88365 | 0.7697 | 0.77733 | 1.5801 | 0.91966 | 1.0345 | 0.5113 | 0.46089 | 0.79088 | 0.48207 | 0.63881 | 1.0755 | 0.96329 | 0.92135 | 0.66295 | 0.71167 | 1.0599 | 0.57992 | 0.86544 | 0.45581 | 0.58501 | 0.45581 | 0.76716 | 0.62864 | 0.49944 | 0.81291 | 1.1493 | 1.0018 | 1.3522 | 0.58967 | 0.55832 | 0.75953 | 0.68074 | 0.68922 | 1.3467 | 0.80063 | 0.88831 | 0.41514 | 0.37405 | 0.63669 | 0.39311 | 0.50198 | 0.86247 | 0.76885 | 0.73581 | 0.53756 | 0.57145 | 0.84426 | 0.46555 | 0.69303 | 0.37405 | 0.48588 | 0.36939 | 0.61551 | 0.50833 | 0.41683 | 0.65109 | 0.91839 | 0.80063 | 1.0573 | 0.48037 | 0.45284 | 0.6028 | 0.55959 | 0.56806 | 1.0523 | 0.64389 | 0.70616
306 | 0.16332 | 1.1019 | 0.20088 | 0.2627 | 0.16542 | 0.6238 | 0.18286 | 0.2078 | 0.3602 | 1.5336 | 0.41996 | 0.528 | 0.4026 | 2.3492 | 0.4707 | 0.5646 | 0.65068 | 0.5882 | 1.0051 | 0.62008 | 0.85127 | 1.3872 | 1.2844 | 1.2189 | 0.87465 | 0.9333 | 1.4114 | 0.75862 | 1.1373 | 0.57502 | 0.74162 | 0.5933 | 1.0055 | 0.81643 | 0.61625 | 1.0621 | 1.5211 | 1.3294 | 1.8496 | 0.76287 | 0.72165 | 1.0259 | 0.8738 | 0.867 | 1.8407 | 1.0442 | 1.2015 | 0.58352 | 0.52657 | 0.91078 | 0.54953 | 0.74672 | 1.2406 | 1.1152 | 1.0672 | 0.7599 | 0.81983 | 1.2287 | 0.66895 | 1.0013 | 0.51637 | 0.65918 | 0.52403 | 0.88612 | 0.71995 | 0.56058 | 0.9401 | 1.3324 | 1.1619 | 1.5933 | 0.67363 | 0.63878 | 0.88655 | 0.77223 | 0.77987 | 1.5853 | 0.92267 | 1.0378 | 0.51298 | 0.4624 | 0.79347 | 0.48365 | 0.6409 | 1.0791 | 0.96645 | 0.92437 | 0.66512 | 0.714 | 1.0633 | 0.58182 | 0.86828 | 0.4573 | 0.58692 | 0.4573 | 0.76968 | 0.6307 | 0.50107 | 0.81557 | 1.153 | 1.0051 | 1.3566 | 0.5916 | 0.56015 | 0.76202 | 0.68298 | 0.69148 | 1.3511 | 0.80325 | 0.89123 | 0.4165 | 0.37527 | 0.63878 | 0.3944 | 0.50362 | 0.8653 | 0.77137 | 0.73823 | 0.53933 | 0.57332 | 0.84702 | 0.46707 | 0.6953 | 0.37527 | 0.48747 | 0.3706 | 0.61753 | 0.51 | 0.4182 | 0.65323 | 0.9214 | 0.80325 | 1.0608 | 0.48195 | 0.45432 | 0.60478 | 0.56143 | 0.56993 | 1.0557 | 0.646 | 0.70848
307 | 0.16454 | 1.1057 | 0.20236 | 0.26465 | 0.16627 | 0.6261 | 0.18401 | 0.2091 | 0.3619 | 1.5392 | 0.42212 | 0.531 | 0.4047 | 2.3574 | 0.47365 | 0.5687 | 0.6528 | 0.59012 | 1.0084 | 0.6221 | 0.85406 | 1.3917 | 1.2885 | 1.2229 | 0.87751 | 0.93635 | 1.416 | 0.7611 | 1.141 | 0.5769 | 0.74405 | 0.59524 | 1.0088 | 0.81909 | 0.61826 | 1.0655 | 1.526 | 1.3337 | 1.8556 | 0.76537 | 0.72401 | 1.0293 | 0.87666 | 0.86983 | 1.8467 | 1.0476 | 1.2054 | 0.58543 | 0.5283 | 0.91375 | 0.55132 | 0.74917 | 1.2446 | 1.1188 | 1.0707 | 0.76238 | 0.8225 | 1.2327 | 0.67114 | 1.0046 | 0.51806 | 0.66133 | 0.52574 | 0.88902 | 0.7223 | 0.56241 | 0.94317 | 1.3367 | 1.1657 | 1.5985 | 0.67583 | 0.64086 | 0.88945 | 0.77475 | 0.78242 | 1.5904 | 0.92569 | 1.0412 | 0.51465 | 0.46391 | 0.79607 | 0.48523 | 0.64299 | 1.0826 | 0.96961 | 0.9274 | 0.6673 | 0.71633 | 1.0668 | 0.58373 | 0.87111 | 0.45879 | 0.58884 | 0.45879 | 0.77219 | 0.63276 | 0.50271 | 0.81824 | 1.1568 | 1.0084 | 1.361 | 0.59353 | 0.56198 | 0.76451 | 0.68521 | 0.69373 | 1.3555 | 0.80588 | 0.89414 | 0.41786 | 0.3765 | 0.64086 | 0.39569 | 0.50527 | 0.86813 | 0.7739 | 0.74064 | 0.54109 | 0.5752 | 0.84979 | 0.4686 | 0.69757 | 0.3765 | 0.48907 | 0.37181 | 0.61954 | 0.51167 | 0.41957 | 0.65536 | 0.92441 | 0.80588 | 1.0643 | 0.48352 | 0.45581 | 0.60675 | 0.56326 | 0.57179 | 1.0592 | 0.64811 | 0.71079
308 | 0.16576 | 1.1096 | 0.20384 | 0.2666 | 0.16712 | 0.6284 | 0.18515 | 0.2104 | 0.3636 | 1.5448 | 0.42428 | 0.534 | 0.4068 | 2.3656 | 0.4766 | 0.5728 | 0.65493 | 0.59204 | 1.0117 | 0.62413 | 0.85684 | 1.3963 | 1.2927 | 1.2269 | 0.88037 | 0.9394 | 1.4207 | 0.76358 | 1.1447 | 0.57878 | 0.74647 | 0.59718 | 1.0121 | 0.82176 | 0.62028 | 1.069 | 1.531 | 1.3381 | 1.8617 | 0.76786 | 0.72637 | 1.0327 | 0.87951 | 0.87267 | 1.8527 | 1.0511 | 1.2093 | 0.58734 | 0.53002 | 0.91673 | 0.55312 | 0.75161 | 1.2487 | 1.1225 | 1.0742 | 0.76487 | 0.82518 | 1.2367 | 0.67332 | 1.0078 | 0.51975 | 0.66348 | 0.52745 | 0.89192 | 0.72466 | 0.56424 | 0.94624 | 1.3411 | 1.1695 | 1.6037 | 0.67803 | 0.64295 | 0.89234 | 0.77727 | 0.78497 | 1.5956 | 0.92871 | 1.0446 | 0.51633 | 0.46542 | 0.79866 | 0.48681 | 0.64509 | 1.0861 | 0.97277 | 0.93042 | 0.66947 | 0.71867 | 1.0703 | 0.58563 | 0.87395 | 0.46029 | 0.59076 | 0.46029 | 0.77471 | 0.63482 | 0.50435 | 0.82091 | 1.1606 | 1.0117 | 1.3655 | 0.59547 | 0.56381 | 0.76701 | 0.68744 | 0.69599 | 1.3599 | 0.8085 | 0.89705 | 0.41922 | 0.37773 | 0.64295 | 0.39698 | 0.50692 | 0.87096 | 0.77642 | 0.74305 | 0.54285 | 0.57707 | 0.85256 | 0.47013 | 0.69984 | 0.37773 | 0.49066 | 0.37302 | 0.62156 | 0.51333 | 0.42093 | 0.65749 | 0.92742 | 0.8085 | 1.0677 | 0.4851 | 0.45729 | 0.60873 | 0.56509 | 0.57365 | 1.0626 | 0.65022 | 0.71311
309 | 0.16698 | 1.1134 | 0.20532 | 0.26855 | 0.16797 | 0.6307 | 0.1863 | 0.2117 | 0.3653 | 1.5504 | 0.42644 | 0.537 | 0.4089 | 2.3738 | 0.47955 | 0.5769 | 0.65705 | 0.59397 | 1.015 | 0.62615 | 0.85962 | 1.4008 | 1.2969 | 1.2308 | 0.88323 | 0.94245 | 1.4253 | 0.76606 | 1.1485 | 0.58066 | 0.7489 | 0.59912 | 1.0154 | 0.82443 | 0.62229 | 1.0725 | 1.536 | 1.3424 | 1.8677 | 0.77035 | 0.72873 | 1.036 | 0.88237 | 0.8755 | 1.8587 | 1.0545 | 1.2133 | 0.58925 | 0.53174 | 0.9197 | 0.55491 | 0.75405 | 1.2527 | 1.1261 | 1.0776 | 0.76735 | 0.82786 | 1.2407 | 0.67551 | 1.0111 | 0.52144 | 0.66564 | 0.52916 | 0.89481 | 0.72701 | 0.56607 | 0.94932 | 1.3454 | 1.1733 | 1.6089 | 0.68023 | 0.64504 | 0.89524 | 0.7798 | 0.78752 | 1.6008 | 0.93172 | 1.048 | 0.518 | 0.46693 | 0.80125 | 0.48839 | 0.64718 | 1.0897 | 0.97592 | 0.93344 | 0.67165 | 0.721 | 1.0738 | 0.58753 | 0.87679 | 0.46178 | 0.59268 | 0.46178 | 0.77722 | 0.63688 | 0.50599 | 0.82357 | 1.1643 | 1.015 | 1.3699 | 0.5974 | 0.56564 | 0.7695 | 0.68967 | 0.69825 | 1.3643 | 0.81113 | 0.89996 | 0.42058 | 0.37895 | 0.64504 | 0.39827 | 0.50856 | 0.87378 | 0.77894 | 0.74546 | 0.54461 | 0.57895 | 0.85533 | 0.47165 | 0.70212 | 0.37895 | 0.49225 | 0.37423 | 0.62358 | 0.515 | 0.4223 | 0.65963 | 0.93043 | 0.81113 | 1.0712 | 0.48667 | 0.45878 | 0.6107 | 0.56693 | 0.57551 | 1.0661 | 0.65233 | 0.71542
310 | 0.1682 | 1.1172 | 0.2068 | 0.2705 | 0.16881 | 0.633 | 0.18744 | 0.213 | 0.367 | 1.556 | 0.4286 | 0.54 | 0.411 | 2.382 | 0.4825 | 0.581 | 0.65918 | 0.59589 | 1.0183 | 0.62818 | 0.8624 | 1.4053 | 1.3011 | 1.2348 | 0.88608 | 0.9455 | 1.4299 | 0.76854 | 1.1522 | 0.58254 | 0.75132 | 0.60106 | 1.0187 | 0.8271 | 0.62431 | 1.076 | 1.541 | 1.3468 | 1.8738 | 0.77285 | 0.73108 | 1.0394 | 0.88522 | 0.87833 | 1.8647 | 1.0579 | 1.2172 | 0.59115 | 0.53346 | 0.92268 | 0.55671 | 0.75649 | 1.2568 | 1.1298 | 1.0811 | 0.76983 | 0.83054 | 1.2447 | 0.67769 | 1.0144 | 0.52312 | 0.66779 | 0.53088 | 0.89771 | 0.72936 | 0.5679 | 0.95239 | 1.3498 | 1.1771 | 1.6142 | 0.68243 | 0.64713 | 0.89814 | 0.78232 | 0.79007 | 1.606 | 0.93474 | 1.0514 | 0.51968 | 0.46844 | 0.80385 | 0.48997 | 0.64928 | 1.0932 | 0.97908 | 0.93646 | 0.67382 | 0.72333 | 1.0772 | 0.58943 | 0.87963 | 0.46328 | 0.5946 | 0.46328 | 0.77974 | 0.63894 | 0.50762 | 0.82624 | 1.1681 | 1.0183 | 1.3743 | 0.59933 | 0.56747 | 0.77199 | 0.6919 | 0.70051 | 1.3687 | 0.81375 | 0.90288 | 0.42194 | 0.38018 | 0.64713 | 0.39956 | 0.51021 | 0.87661 | 0.78146 | 0.74788 | 0.54638 | 0.58082 | 0.8581 | 0.47318 | 0.70439 | 0.38018 | 0.49385 | 0.37544 | 0.6256 | 0.51667 | 0.42367 | 0.66176 | 0.93344 | 0.81375 | 1.0747 | 0.48825 | 0.46026 | 0.61268 | 0.56876 | 0.57738 | 1.0695 | 0.65444 | 0.71774
311 | 0.16942 | 1.1211 | 0.20828 | 0.27245 | 0.16966 | 0.6353 | 0.18858 | 0.2143 | 0.3687 | 1.5616 | 0.43076 | 0.543 | 0.4131 | 2.3902 | 0.48545 | 0.5851 | 0.66131 | 0.59781 | 1.0215 | 0.63021 | 0.86518 | 1.4099 | 1.3053 | 1.2388 | 0.88894 | 0.94855 | 1.4345 | 0.77102 | 1.1559 | 0.58442 | 0.75374 | 0.60299 | 1.022 | 0.82977 | 0.62632 | 1.0794 | 1.5459 | 1.3511 | 1.8798 | 0.77534 | 0.73344 | 1.0427 | 0.88808 | 0.88117 | 1.8708 | 1.0613 | 1.2211 | 0.59306 | 0.53518 | 0.92566 | 0.5585 | 0.75893 | 1.2608 | 1.1334 | 1.0846 | 0.77232 | 0.83322 | 1.2488 | 0.67988 | 1.0177 | 0.52481 | 0.66995 | 0.53259 | 0.9006 | 0.73171 | 0.56973 | 0.95546 | 1.3541 | 1.1809 | 1.6194 | 0.68463 | 0.64921 | 0.90104 | 0.78484 | 0.79262 | 1.6112 | 0.93775 | 1.0548 | 0.52136 | 0.46996 | 0.80644 | 0.49155 | 0.65137 | 1.0967 | 0.98224 | 0.93948 | 0.67599 | 0.72567 | 1.0807 | 0.59133 | 0.88246 | 0.46477 | 0.59651 | 0.46477 | 0.78225 | 0.64101 | 0.50926 | 0.8289 | 1.1719 | 1.0215 | 1.3788 | 0.60127 | 0.5693 | 0.77448 | 0.69413 | 0.70277 | 1.3732 | 0.81638 | 0.90579 | 0.42331 | 0.38141 | 0.64921 | 0.40084 | 0.51185 | 0.87944 | 0.78398 | 0.75029 | 0.54814 | 0.58269 | 0.86087 | 0.47471 | 0.70666 | 0.38141 | 0.49544 | 0.37666 | 0.62762 | 0.51833 | 0.42503 | 0.6639 | 0.93646 | 0.81638 | 1.0781 | 0.48982 | 0.46175 | 0.61466 | 0.5706 | 0.57924 | 1.073 | 0.65656 | 0.72005
312 | 0.17064 | 1.1249 | 0.20976 | 0.2744 | 0.17051 | 0.6376 | 0.18973 | 0.2156 | 0.3704 | 1.5672 | 0.43292 | 0.546 | 0.4152 | 2.3984 | 0.4884 | 0.5892 | 0.66343 | 0.59973 | 1.0248 | 0.63223 | 0.86797 | 1.4144 | 1.3095 | 1.2428 | 0.8918 | 0.9516 | 1.4391 | 0.7735 | 1.1596 | 0.5863 | 0.75617 | 0.60493 | 1.0253 | 0.83243 | 0.62833 | 1.0829 | 1.5509 | 1.3555 | 1.8859 | 0.77783 | 0.7358 | 1.0461 | 0.89093 | 0.884 | 1.8768 | 1.0647 | 1.225 | 0.59497 | 0.5369 | 0.92863 | 0.5603 | 0.76137 | 1.2649 | 1.1371 | 1.0881 | 0.7748 | 0.8359 | 1.2528 | 0.68207 | 1.0209 | 0.5265 | 0.6721 | 0.5343 | 0.9035 | 0.73407 | 0.57157 | 0.95853 | 1.3585 | 1.1847 | 1.6246 | 0.68683 | 0.6513 | 0.90393 | 0.78737 | 0.79517 | 1.6163 | 0.94077 | 1.0582 | 0.52303 | 0.47147 | 0.80903 | 0.49313 | 0.65347 | 1.1002 | 0.9854 | 0.9425 | 0.67817 | 0.728 | 1.0842 | 0.59323 | 0.8853 | 0.46627 | 0.59843 | 0.46627 | 0.78477 | 0.64307 | 0.5109 | 0.83157 | 1.1756 | 1.0248 | 1.3832 | 0.6032 | 0.57113 | 0.77697 | 0.69637 | 0.70503 | 1.3776 | 0.819 | 0.9087 | 0.42467 | 0.38263 | 0.6513 | 0.40213 | 0.5135 | 0.88227 | 0.7865 | 0.7527 | 0.5499 | 0.58457 | 0.86363 | 0.47623 | 0.70893 | 0.38263 | 0.49703 | 0.37787 | 0.62963 | 0.52 | 0.4264 | 0.66603 | 0.93947 | 0.819 | 1.0816 | 0.4914 | 0.46323 | 0.61663 | 0.57243 | 0.5811 | 1.0764 | 0.65867 | 0.72237
313 | 0.17186 | 1.1287 | 0.21124 | 0.27635 | 0.17136 | 0.6399 | 0.19087 | 0.2169 | 0.3721 | 1.5728 | 0.43508 | 0.549 | 0.4173 | 2.4066 | 0.49135 | 0.5933 | 0.66556 | 0.60166 | 1.0281 | 0.63426 | 0.87075 | 1.4189 | 1.3137 | 1.2468 | 0.89466 | 0.95465 | 1.4437 | 0.77598 | 1.1633 | 0.58818 | 0.75859 | 0.60687 | 1.0286 | 0.8351 | 0.63035 | 1.0864 | 1.5559 | 1.3598 | 1.8919 | 0.78033 | 0.73816 | 1.0494 | 0.89379 | 0.88683 | 1.8828 | 1.0681 | 1.229 | 0.59687 | 0.53862 | 0.93161 | 0.5621 | 0.76381 | 1.269 | 1.1407 | 1.0916 | 0.77728 | 0.83858 | 1.2568 | 0.68425 | 1.0242 | 0.52819 | 0.67425 | 0.53601 | 0.9064 | 0.73642 | 0.5734 | 0.96161 | 1.3629 | 1.1885 | 1.6298 | 0.68903 | 0.65339 | 0.90683 | 0.78989 | 0.79772 | 1.6215 | 0.94378 | 1.0616 | 0.52471 | 0.47298 | 0.81163 | 0.49471 | 0.65556 | 1.1038 | 0.98856 | 0.94552 | 0.68034 | 0.73033 | 1.0877 | 0.59513 | 0.88814 | 0.46776 | 0.60035 | 0.46776 | 0.78728 | 0.64513 | 0.51254 | 0.83423 | 1.1794 | 1.0281 | 1.3876 | 0.60513 | 0.57296 | 0.77946 | 0.6986 | 0.70729 | 1.382 | 0.82163 | 0.91161 | 0.42603 | 0.38386 | 0.65339 | 0.40342 | 0.51515 | 0.88509 | 0.78902 | 0.75511 | 0.55166 | 0.58644 | 0.8664 | 0.47776 | 0.71121 | 0.38386 | 0.49863 | 0.37908 | 0.63165 | 0.52167 | 0.42777 | 0.66817 | 0.94248 | 0.82163 | 1.0851 | 0.49297 | 0.46472 | 0.61861 | 0.57427 | 0.58296 | 1.0799 | 0.66078 | 0.72468
314 | 0.17308 | 1.1326 | 0.21272 | 0.2783 | 0.1722 | 0.6422 | 0.19202 | 0.2182 | 0.3738 | 1.5784 | 0.43724 | 0.552 | 0.4194 | 2.4148 | 0.4943 | 0.5974 | 0.66769 | 0.60358 | 1.0314 | 0.63629 | 0.87353 | 1.4235 | 1.3179 | 1.2508 | 0.89752 | 0.9577 | 1.4483 | 0.77846 | 1.167 | 0.59006 | 0.76101 | 0.60881 | 1.0318 | 0.83777 | 0.63236 | 1.0898 | 1.5608 | 1.3642 | 1.898 | 0.78282 | 0.74052 | 1.0528 | 0.89664 | 0.88967 | 1.8888 | 1.0715 | 1.2329 | 0.59878 | 0.54034 | 0.93459 | 0.56389 | 0.76625 | 1.273 | 1.1444 | 1.0951 | 0.77977 | 0.84126 | 1.2608 | 0.68644 | 1.0275 | 0.52987 | 0.67641 | 0.53773 | 0.90929 | 0.73877 | 0.57523 | 0.96468 | 1.3672 | 1.1923 | 1.635 | 0.69124 | 0.65548 | 0.90973 | 0.79241 | 0.80026 | 1.6267 | 0.9468 | 1.065 | 0.52639 | 0.47449 | 0.81422 | 0.49629 | 0.65766 | 1.1073 | 0.99172 | 0.94854 | 0.68251 | 0.73267 | 1.0911 | 0.59704 | 0.89098 | 0.46926 | 0.60227 | 0.46926 | 0.7898 | 0.64719 | 0.51417 | 0.8369 | 1.1832 | 1.0314 | 1.3921 | 0.60707 | 0.57479 | 0.78195 | 0.70083 | 0.70955 | 1.3864 | 0.82425 | 0.91453 | 0.42739 | 0.38509 | 0.65548 | 0.40471 | 0.51679 | 0.88792 | 0.79154 | 0.75753 | 0.55343 | 0.58831 | 0.86917 | 0.47929 | 0.71348 | 0.38509 | 0.50022 | 0.38029 | 0.63367 | 0.52333 | 0.42913 | 0.6703 | 0.94549 | 0.82425 | 1.0885 | 0.49455 | 0.4662 | 0.62059 | 0.5761 | 0.58483 | 1.0833 | 0.66289 | 0.727
315 | 0.1743 | 1.1364 | 0.2142 | 0.28025 | 0.17305 | 0.6445 | 0.19316 | 0.2195 | 0.3755 | 1.584 | 0.4394 | 0.555 | 0.4215 | 2.423 | 0.49725 | 0.6015 | 0.66981 | 0.6055 | 1.0347 | 0.63831 | 0.87631 | 1.428 | 1.3221 | 1.2547 | 0.90038 | 0.96075 | 1.4529 | 0.78094 | 1.1708 | 0.59194 | 0.76344 | 0.61075 | 1.0351 | 0.84044 | 0.63438 | 1.0933 | 1.5658 | 1.3685 | 1.904 | 0.78531 | 0.74288 | 1.0561 | 0.8995 | 0.8925 | 1.8948 | 1.0749 | 1.2368 | 0.60069 | 0.54206 | 0.93756 | 0.56569 | 0.76869 | 1.2771 | 1.148 | 1.0986 | 0.78225 | 0.84394 | 1.2648 | 0.68863 | 1.0307 | 0.53156 | 0.67856 | 0.53944 | 0.91219 | 0.74113 | 0.57706 | 0.96775 | 1.3716 | 1.1961 | 1.6402 | 0.69344 | 0.65756 | 0.91262 | 0.79494 | 0.80281 | 1.6319 | 0.94981 | 1.0684 | 0.52806 | 0.476 | 0.81681 | 0.49788 | 0.65975 | 1.1108 | 0.99487 | 0.95156 | 0.68469 | 0.735 | 1.0946 | 0.59894 | 0.89381 | 0.47075 | 0.60419 | 0.47075 | 0.79231 | 0.64925 | 0.51581 | 0.83956 | 1.1869 | 1.0347 | 1.3965 | 0.609 | 0.57662 | 0.78444 | 0.70306 | 0.71181 | 1.3908 | 0.82688 | 0.91744 | 0.42875 | 0.38631 | 0.65756 | 0.406 | 0.51844 | 0.89075 | 0.79406 | 0.75994 | 0.55519 | 0.59019 | 0.87194 | 0.48081 | 0.71575 | 0.38631 | 0.50181 | 0.3815 | 0.63569 | 0.525 | 0.4305 | 0.67244 | 0.9485 | 0.82688 | 1.092 | 0.49612 | 0.46769 | 0.62256 | 0.57794 | 0.58669 | 1.0868 | 0.665 | 0.72931
316 | 0.17552 | 1.1403 | 0.21568 | 0.2822 | 0.1739 | 0.6468 | 0.1943 | 0.2208 | 0.3772 | 1.5896 | 0.44156 | 0.558 | 0.4236 | 2.4312 | 0.5002 | 0.6056 | 0.67194 | 0.60742 | 1.038 | 0.64034 | 0.87909 | 1.4325 | 1.3263 | 1.2587 | 0.90323 | 0.9638 | 1.4576 | 0.78342 | 1.1745 | 0.59382 | 0.76586 | 0.61269 | 1.0384 | 0.84311 | 0.63639 | 1.0968 | 1.5708 | 1.3728 | 1.91 | 0.78781 | 0.74523 | 1.0595 | 0.90236 | 0.89533 | 1.9008 | 1.0784 | 1.2407 | 0.60259 | 0.54378 | 0.94054 | 0.56748 | 0.77113 | 1.2811 | 1.1516 | 1.1021 | 0.78473 | 0.84662 | 1.2688 | 0.69081 | 1.034 | 0.53325 | 0.68072 | 0.54115 | 0.91508 | 0.74348 | 0.57889 | 0.97082 | 1.3759 | 1.1999 | 1.6454 | 0.69564 | 0.65965 | 0.91552 | 0.79746 | 0.80536 | 1.6371 | 0.95283 | 1.0718 | 0.52974 | 0.47751 | 0.81941 | 0.49946 | 0.66184 | 1.1143 | 0.99803 | 0.95458 | 0.68686 | 0.73733 | 1.0981 | 0.60084 | 0.89665 | 0.47224 | 0.60611 | 0.47224 | 0.79483 | 0.65131 | 0.51745 | 0.84223 | 1.1907 | 1.038 | 1.4009 | 0.61093 | 0.57846 | 0.78693 | 0.70529 | 0.71407 | 1.3952 | 0.8295 | 0.92035 | 0.43011 | 0.38754 | 0.65965 | 0.40729 | 0.52008 | 0.89358 | 0.79658 | 0.76235 | 0.55695 | 0.59206 | 0.87471 | 0.48234 | 0.71802 | 0.38754 | 0.50341 | 0.38271 | 0.63771 | 0.52667 | 0.43187 | 0.67457 | 0.95151 | 0.8295 | 1.0955 | 0.4977 | 0.46917 | 0.62454 | 0.57977 | 0.58855 | 1.0902 | 0.66711 | 0.73163
317 | 0.17674 | 1.1441 | 0.21716 | 0.28415 | 0.17475 | 0.6491 | 0.19545 | 0.2221 | 0.3789 | 1.5952 | 0.44372 | 0.561 | 0.4257 | 2.4394 | 0.50315 | 0.6097 | 0.67407 | 0.60934 | 1.0413 | 0.64237 | 0.88188 | 1.4371 | 1.3305 | 1.2627 | 0.90609 | 0.96685 | 1.4622 | 0.7859 | 1.1782 | 0.5957 | 0.76828 | 0.61463 | 1.0417 | 0.84577 | 0.6384 | 1.1003 | 1.5758 | 1.3772 | 1.9161 | 0.7903 | 0.74759 | 1.0628 | 0.90521 | 0.89817 | 1.9068 | 1.0818 | 1.2447 | 0.6045 | 0.5455 | 0.94352 | 0.56928 | 0.77357 | 1.2852 | 1.1553 | 1.1055 | 0.78722 | 0.8493 | 1.2728 | 0.693 | 1.0373 | 0.53494 | 0.68287 | 0.54286 | 0.91798 | 0.74583 | 0.58073 | 0.97389 | 1.3803 | 1.2037 | 1.6506 | 0.69784 | 0.66174 | 0.91842 | 0.79998 | 0.80791 | 1.6422 | 0.95584 | 1.0752 | 0.53142 | 0.47902 | 0.822 | 0.50104 | 0.66394 | 1.1179 | 1.0012 | 0.9576 | 0.68903 | 0.73967 | 1.1016 | 0.60274 | 0.89949 | 0.47374 | 0.60802 | 0.47374 | 0.79734 | 0.65337 | 0.51909 | 0.84489 | 1.1945 | 1.0413 | 1.4054 | 0.61287 | 0.58029 | 0.78942 | 0.70753 | 0.71633 | 1.3996 | 0.83213 | 0.92326 | 0.43147 | 0.38877 | 0.66174 | 0.40858 | 0.52173 | 0.89641 | 0.7991 | 0.76476 | 0.55871 | 0.59393 | 0.87747 | 0.48387 | 0.72029 | 0.38877 | 0.505 | 0.38392 | 0.63972 | 0.52833 | 0.43323 | 0.67671 | 0.95452 | 0.83213 | 1.0989 | 0.49927 | 0.47066 | 0.62652 | 0.58161 | 0.59041 | 1.0937 | 0.66922 | 0.73394
318 | 0.17796 | 1.1479 | 0.21864 | 0.2861 | 0.17559 | 0.6514 | 0.19659 | 0.2234 | 0.3806 | 1.6008 | 0.44588 | 0.564 | 0.4278 | 2.4476 | 0.5061 | 0.6138 | 0.67619 | 0.61127 | 1.0445 | 0.64439 | 0.88466 | 1.4416 | 1.3347 | 1.2667 | 0.90895 | 0.9699 | 1.4668 | 0.78837 | 1.1819 | 0.59757 | 0.77071 | 0.61657 | 1.045 | 0.84844 | 0.64042 | 1.1037 | 1.5807 | 1.3815 | 1.9221 | 0.79279 | 0.74995 | 1.0662 | 0.90807 | 0.901 | 1.9129 | 1.0852 | 1.2486 | 0.60641 | 0.54722 | 0.94649 | 0.57108 | 0.77601 | 1.2892 | 1.1589 | 1.109 | 0.7897 | 0.85198 | 1.2769 | 0.69518 | 1.0406 | 0.53662 | 0.68503 | 0.54458 | 0.92087 | 0.74818 | 0.58256 | 0.97697 | 1.3846 | 1.2075 | 1.6558 | 0.70004 | 0.66383 | 0.92132 | 0.80251 | 0.81046 | 1.6474 | 0.95886 | 1.0785 | 0.53309 | 0.48053 | 0.82459 | 0.50262 | 0.66603 | 1.1214 | 1.0043 | 0.96062 | 0.69121 | 0.742 | 1.105 | 0.60464 | 0.90233 | 0.47523 | 0.60994 | 0.47523 | 0.79986 | 0.65543 | 0.52072 | 0.84756 | 1.1982 | 1.0445 | 1.4098 | 0.6148 | 0.58212 | 0.79191 | 0.70976 | 0.71859 | 1.4041 | 0.83475 | 0.92618 | 0.43283 | 0.38999 | 0.66383 | 0.40987 | 0.52337 | 0.89923 | 0.80162 | 0.76718 | 0.56048 | 0.59581 | 0.88024 | 0.48539 | 0.72257 | 0.38999 | 0.50659 | 0.38513 | 0.64174 | 0.53 | 0.4346 | 0.67884 | 0.95753 | 0.83475 | 1.1024 | 0.50085 | 0.47214 | 0.62849 | 0.58344 | 0.59228 | 1.0971 | 0.67133 | 0.73626
319 | 0.17918 | 1.1518 | 0.22012 | 0.28805 | 0.17644 | 0.6537 | 0.19774 | 0.2247 | 0.3823 | 1.6064 | 0.44804 | 0.567 | 0.4299 | 2.4558 | 0.50905 | 0.6179 | 0.67832 | 0.61319 | 1.0478 | 0.64642 | 0.88744 | 1.4461 | 1.3389 | 1.2707 | 0.91181 | 0.97295 | 1.4714 | 0.79085 | 1.1856 | 0.59945 | 0.77313 | 0.61851 | 1.0483 | 0.85111 | 0.64243 | 1.1072 | 1.5857 | 1.3859 | 1.9282 | 0.79528 | 0.75231 | 1.0695 | 0.91092 | 0.90383 | 1.9189 | 1.0886 | 1.2525 | 0.60832 | 0.54895 | 0.94947 | 0.57287 | 0.77845 | 1.2933 | 1.1626 | 1.1125 | 0.79218 | 0.85465 | 1.2809 | 0.69737 | 1.0438 | 0.53831 | 0.68718 | 0.54629 | 0.92377 | 0.75054 | 0.58439 | 0.98004 | 1.389 | 1.2113 | 1.661 | 0.70224 | 0.66591 | 0.92421 | 0.80503 | 0.81301 | 1.6526 | 0.96187 | 1.0819 | 0.53477 | 0.48204 | 0.82718 | 0.5042 | 0.66813 | 1.1249 | 1.0075 | 0.96365 | 0.69338 | 0.74433 | 1.1085 | 0.60654 | 0.90516 | 0.47673 | 0.61186 | 0.47673 | 0.80237 | 0.65749 | 0.52236 | 0.85022 | 1.202 | 1.0478 | 1.4142 | 0.61673 | 0.58395 | 0.7944 | 0.71199 | 0.72085 | 1.4085 | 0.83738 | 0.92909 | 0.43419 | 0.39122 | 0.66591 | 0.41116 | 0.52502 | 0.90206 | 0.80415 | 0.76959 | 0.56224 | 0.59768 | 0.88301 | 0.48692 | 0.72484 | 0.39122 | 0.50818 | 0.38634 | 0.64376 | 0.53167 | 0.43597 | 0.68098 | 0.96054 | 0.83738 | 1.1059 | 0.50242 | 0.47363 | 0.63047 | 0.58528 | 0.59414 | 1.1006 | 0.67344 | 0.73857
320 | 0.1804 | 1.1556 | 0.2216 | 0.29 | 0.17729 | 0.656 | 0.19888 | 0.226 | 0.384 | 1.612 | 0.4502 | 0.57 | 0.432 | 2.464 | 0.512 | 0.622 | 0.68044 | 0.61511 | 1.0511 | 0.64844 | 0.89022 | 1.4507 | 1.3431 | 1.2747 | 0.91467 | 0.976 | 1.476 | 0.79333 | 1.1893 | 0.60133 | 0.77556 | 0.62044 | 1.0516 | 0.85378 | 0.64444 | 1.1107 | 1.5907 | 1.3902 | 1.9342 | 0.79778 | 0.75467 | 1.0729 | 0.91378 | 0.90667 | 1.9249 | 1.092 | 1.2564 | 0.61022 | 0.55067 | 0.95244 | 0.57467 | 0.78089 | 1.2973 | 1.1662 | 1.116 | 0.79467 | 0.85733 | 1.2849 | 0.69956 | 1.0471 | 0.54 | 0.68933 | 0.548 | 0.92667 | 0.75289 | 0.58622 | 0.98311 | 1.3933 | 1.2151 | 1.6662 | 0.70444 | 0.668 | 0.92711 | 0.80756 | 0.81556 | 1.6578 | 0.96489 | 1.0853 | 0.53644 | 0.48356 | 0.82978 | 0.50578 | 0.67022 | 1.1284 | 1.0107 | 0.96667 | 0.69556 | 0.74667 | 1.112 | 0.60844 | 0.908 | 0.47822 | 0.61378 | 0.47822 | 0.80489 | 0.65956 | 0.524 | 0.85289 | 1.2058 | 1.0511 | 1.4187 | 0.61867 | 0.58578 | 0.79689 | 0.71422 | 0.72311 | 1.4129 | 0.84 | 0.932 | 0.43556 | 0.39244 | 0.668 | 0.41244 | 0.52667 | 0.90489 | 0.80667 | 0.772 | 0.564 | 0.59956 | 0.88578 | 0.48844 | 0.72711 | 0.39244 | 0.50978 | 0.38756 | 0.64578 | 0.53333 | 0.43733 | 0.68311 | 0.96356 | 0.84 | 1.1093 | 0.504 | 0.47511 | 0.63244 | 0.58711 | 0.596 | 1.104 | 0.67556 | 0.74089
321 | 0.18162 | 1.1594 | 0.22308 | 0.29195 | 0.17814 | 0.6583 | 0.20002 | 0.2273 | 0.3857 | 1.6176 | 0.45236 | 0.573 | 0.4341 | 2.4722 | 0.51495 | 0.6261 | 0.68257 | 0.61703 | 1.0544 | 0.65047 | 0.893 | 1.4552 | 1.3473 | 1.2786 | 0.91753 | 0.97905 | 1.4806 | 0.79581 | 1.1931 | 0.60321 | 0.77798 | 0.62238 | 1.0548 | 0.85645 | 0.64646 | 1.1141 | 1.5956 | 1.3946 | 1.9403 | 0.80027 | 0.75703 | 1.0762 | 0.91663 | 0.9095 | 1.9309 | 1.0954 | 1.2604 | 0.61213 | 0.55239 | 0.95542 | 0.57646 | 0.78333 | 1.3014 | 1.1699 | 1.1195 | 0.79715 | 0.86001 | 1.2889 | 0.70174 | 1.0504 | 0.54169 | 0.69149 | 0.54971 | 0.92956 | 0.75524 | 0.58805 | 0.98618 | 1.3977 | 1.2189 | 1.6714 | 0.70665 | 0.67009 | 0.93001 | 0.81008 | 0.8181 | 1.663 | 0.9679 | 1.0887 | 0.53812 | 0.48507 | 0.83237 | 0.50736 | 0.67232 | 1.132 | 1.0138 | 0.96969 | 0.69773 | 0.749 | 1.1155 | 0.61035 | 0.91084 | 0.47972 | 0.6157 | 0.47972 | 0.8074 | 0.66162 | 0.52564 | 0.85555 | 1.2095 | 1.0544 | 1.4231 | 0.6206 | 0.58761 | 0.79938 | 0.71645 | 0.72537 | 1.4173 | 0.84263 | 0.93491 | 0.43692 | 0.39367 | 0.67009 | 0.41373 | 0.52831 | 0.90772 | 0.80919 | 0.77441 | 0.56576 | 0.60143 | 0.88855 | 0.48997 | 0.72938 | 0.39367 | 0.51137 | 0.38877 | 0.6478 | 0.535 | 0.4387 | 0.68525 | 0.96657 | 0.84263 | 1.1128 | 0.50557 | 0.4766 | 0.63442 | 0.58895 | 0.59786 | 1.1075 | 0.67767 | 0.7432
322 | 0.18284 | 1.1633 | 0.22456 | 0.2939 | 0.17898 | 0.6606 | 0.20117 | 0.2286 | 0.3874 | 1.6232 | 0.45452 | 0.576 | 0.4362 | 2.4804 | 0.5179 | 0.6302 | 0.6847 | 0.61896 | 1.0577 | 0.6525 | 0.89579 | 1.4597 | 1.3515 | 1.2826 | 0.92038 | 0.9821 | 1.4852 | 0.79829 | 1.1968 | 0.60509 | 0.7804 | 0.62432 | 1.0581 | 0.85911 | 0.64847 | 1.1176 | 1.6006 | 1.3989 | 1.9463 | 0.80276 | 0.75938 | 1.0796 | 0.91949 | 0.91233 | 1.9369 | 1.0988 | 1.2643 | 0.61404 | 0.55411 | 0.9584 | 0.57826 | 0.78577 | 1.3054 | 1.1735 | 1.123 | 0.79963 | 0.86269 | 1.2929 | 0.70393 | 1.0537 | 0.54337 | 0.69364 | 0.55143 | 0.93246 | 0.75759 | 0.58989 | 0.98926 | 1.402 | 1.2227 | 1.6766 | 0.70885 | 0.67218 | 0.93291 | 0.8126 | 0.82065 | 1.6681 | 0.97092 | 1.0921 | 0.5398 | 0.48658 | 0.83496 | 0.50894 | 0.67441 | 1.1355 | 1.017 | 0.97271 | 0.6999 | 0.75133 | 1.1189 | 0.61225 | 0.91368 | 0.48121 | 0.61761 | 0.48121 | 0.80992 | 0.66368 | 0.52727 | 0.85822 | 1.2133 | 1.0577 | 1.4275 | 0.62253 | 0.58944 | 0.80187 | 0.71869 | 0.72763 | 1.4217 | 0.84525 | 0.93783 | 0.43828 | 0.3949 | 0.67218 | 0.41502 | 0.52996 | 0.91054 | 0.81171 | 0.77683 | 0.56753 | 0.6033 | 0.89131 | 0.4915 | 0.73166 | 0.3949 | 0.51296 | 0.38998 | 0.64981 | 0.53667 | 0.44007 | 0.68738 | 0.96958 | 0.84525 | 1.1163 | 0.50715 | 0.47808 | 0.6364 | 0.59078 | 0.59973 | 1.1109 | 0.67978 | 0.74552
323 | 0.18406 | 1.1671 | 0.22604 | 0.29585 | 0.17983 | 0.6629 | 0.20231 | 0.2299 | 0.3891 | 1.6288 | 0.45668 | 0.579 | 0.4383 | 2.4886 | 0.52085 | 0.6343 | 0.68682 | 0.62088 | 1.061 | 0.65452 | 0.89857 | 1.4643 | 1.3557 | 1.2866 | 0.92324 | 0.98515 | 1.4898 | 0.80077 | 1.2005 | 0.60697 | 0.78283 | 0.62626 | 1.0614 | 0.86178 | 0.65049 | 1.1211 | 1.6056 | 1.4033 | 1.9524 | 0.80526 | 0.76174 | 1.0829 | 0.92234 | 0.91517 | 1.9429 | 1.1022 | 1.2682 | 0.61594 | 0.55583 | 0.96137 | 0.58005 | 0.78821 | 1.3095 | 1.1772 | 1.1265 | 0.80212 | 0.86537 | 1.2969 | 0.70611 | 1.0569 | 0.54506 | 0.6958 | 0.55314 | 0.93535 | 0.75995 | 0.59172 | 0.99233 | 1.4064 | 1.2265 | 1.6818 | 0.71105 | 0.67426 | 0.9358 | 0.81513 | 0.8232 | 1.6733 | 0.97393 | 1.0955 | 0.54147 | 0.48809 | 0.83756 | 0.51052 | 0.67651 | 1.139 | 1.0201 | 0.97573 | 0.70208 | 0.75367 | 1.1224 | 0.61415 | 0.91651 | 0.48271 | 0.61953 | 0.48271 | 0.81243 | 0.66574 | 0.52891 | 0.86088 | 1.2171 | 1.061 | 1.432 | 0.62447 | 0.59127 | 0.80436 | 0.72092 | 0.72989 | 1.4261 | 0.84788 | 0.94074 | 0.43964 | 0.39612 | 0.67426 | 0.41631 | 0.5316 | 0.91337 | 0.81423 | 0.77924 | 0.56929 | 0.60518 | 0.89408 | 0.49302 | 0.73393 | 0.39612 | 0.51456 | 0.39119 | 0.65183 | 0.53833 | 0.44143 | 0.68952 | 0.97259 | 0.84788 | 1.1197 | 0.50872 | 0.47957 | 0.63837 | 0.59262 | 0.60159 | 1.1144 | 0.68189 | 0.74783
324 | 0.18528 | 1.171 | 0.22752 | 0.2978 | 0.18068 | 0.6652 | 0.20346 | 0.2312 | 0.3908 | 1.6344 | 0.45884 | 0.582 | 0.4404 | 2.4968 | 0.5238 | 0.6384 | 0.68895 | 0.6228 | 1.0643 | 0.65655 | 0.90135 | 1.4688 | 1.3599 | 1.2906 | 0.9261 | 0.9882 | 1.4945 | 0.80325 | 1.2042 | 0.60885 | 0.78525 | 0.6282 | 1.0647 | 0.86445 | 0.6525 | 1.1245 | 1.6105 | 1.4076 | 1.9584 | 0.80775 | 0.7641 | 1.0863 | 0.9252 | 0.918 | 1.949 | 1.1057 | 1.2722 | 0.61785 | 0.55755 | 0.96435 | 0.58185 | 0.79065 | 1.3135 | 1.1808 | 1.13 | 0.8046 | 0.86805 | 1.301 | 0.7083 | 1.0602 | 0.54675 | 0.69795 | 0.55485 | 0.93825 | 0.7623 | 0.59355 | 0.9954 | 1.4107 | 1.2303 | 1.6871 | 0.71325 | 0.67635 | 0.9387 | 0.81765 | 0.82575 | 1.6785 | 0.97695 | 1.0989 | 0.54315 | 0.4896 | 0.84015 | 0.5121 | 0.6786 | 1.1426 | 1.0233 | 0.97875 | 0.70425 | 0.756 | 1.1259 | 0.61605 | 0.91935 | 0.4842 | 0.62145 | 0.4842 | 0.81495 | 0.6678 | 0.53055 | 0.86355 | 1.2208 | 1.0643 | 1.4364 | 0.6264 | 0.5931 | 0.80685 | 0.72315 | 0.73215 | 1.4306 | 0.8505 | 0.94365 | 0.441 | 0.39735 | 0.67635 | 0.4176 | 0.53325 | 0.9162 | 0.81675 | 0.78165 | 0.57105 | 0.60705 | 0.89685 | 0.49455 | 0.7362 | 0.39735 | 0.51615 | 0.3924 | 0.65385 | 0.54 | 0.4428 | 0.69165 | 0.9756 | 0.8505 | 1.1232 | 0.5103 | 0.48105 | 0.64035 | 0.59445 | 0.60345 | 1.1178 | 0.684 | 0.75015
325 | 0.1865 | 1.1748 | 0.229 | 0.29975 | 0.18153 | 0.6675 | 0.2046 | 0.2325 | 0.3925 | 1.64 | 0.461 | 0.585 | 0.4425 | 2.505 | 0.52675 | 0.6425 | 0.69108 | 0.62472 | 1.0675 | 0.65858 | 0.90413 | 1.4733 | 1.3641 | 1.2946 | 0.92896 | 0.99125 | 1.4991 | 0.80573 | 1.2079 | 0.61073 | 0.78767 | 0.63014 | 1.068 | 0.86712 | 0.65451 | 1.128 | 1.6155 | 1.4119 | 1.9644 | 0.81024 | 0.76646 | 1.0897 | 0.92806 | 0.92083 | 1.955 | 1.1091 | 1.2761 | 0.61976 | 0.55927 | 0.96733 | 0.58365 | 0.79309 | 1.3176 | 1.1844 | 1.1334 | 0.80708 | 0.87073 | 1.305 | 0.71049 | 1.0635 | 0.54844 | 0.7001 | 0.55656 | 0.94115 | 0.76465 | 0.59538 | 0.99847 | 1.4151 | 1.2341 | 1.6923 | 0.71545 | 0.67844 | 0.9416 | 0.82017 | 0.8283 | 1.6837 | 0.97997 | 1.1023 | 0.54483 | 0.49111 | 0.84274 | 0.51368 | 0.68069 | 1.1461 | 1.0265 | 0.98177 | 0.70642 | 0.75833 | 1.1294 | 0.61795 | 0.92219 | 0.48569 | 0.62337 | 0.48569 | 0.81747 | 0.66986 | 0.53219 | 0.86622 | 1.2246 | 1.0675 | 1.4408 | 0.62833 | 0.59493 | 0.80934 | 0.72538 | 0.73441 | 1.435 | 0.85313 | 0.94656 | 0.44236 | 0.39858 | 0.67844 | 0.41889 | 0.5349 | 0.91903 | 0.81927 | 0.78406 | 0.57281 | 0.60892 | 0.89962 | 0.49608 | 0.73847 | 0.39858 | 0.51774 | 0.39361 | 0.65587 | 0.54167 | 0.44417 | 0.69378 | 0.97861 | 0.85313 | 1.1267 | 0.51187 | 0.48253 | 0.64233 | 0.59628 | 0.60531 | 1.1213 | 0.68611 | 0.75247
326 | 0.18772 | 1.1786 | 0.23048 | 0.3017 | 0.18237 | 0.6698 | 0.20574 | 0.2338 | 0.3942 | 1.6456 | 0.46316 | 0.588 | 0.4446 | 2.5132 | 0.5297 | 0.6466 | 0.6932 | 0.62664 | 1.0708 | 0.6606 | 0.90691 | 1.4779 | 1.3683 | 1.2986 | 0.93182 | 0.9943 | 1.5037 | 0.80821 | 1.2116 | 0.61261 | 0.7901 | 0.63208 | 1.0713 | 0.86979 | 0.65653 | 1.1315 | 1.6205 | 1.4163 | 1.9705 | 0.81274 | 0.76882 | 1.093 | 0.93091 | 0.92367 | 1.961 | 1.1125 | 1.28 | 0.62166 | 0.56099 | 0.9703 | 0.58544 | 0.79553 | 1.3217 | 1.1881 | 1.1369 | 0.80957 | 0.87341 | 1.309 | 0.71267 | 1.0667 | 0.55013 | 0.70226 | 0.55828 | 0.94404 | 0.76701 | 0.59721 | 1.0015 | 1.4195 | 1.2379 | 1.6975 | 0.71765 | 0.68053 | 0.94449 | 0.8227 | 0.83085 | 1.6889 | 0.98298 | 1.1057 | 0.5465 | 0.49262 | 0.84534 | 0.51526 | 0.68279 | 1.1496 | 1.0296 | 0.98479 | 0.7086 | 0.76067 | 1.1328 | 0.61985 | 0.92503 | 0.48719 | 0.62529 | 0.48719 | 0.81998 | 0.67192 | 0.53382 | 0.86888 | 1.2284 | 1.0708 | 1.4453 | 0.63027 | 0.59676 | 0.81183 | 0.72761 | 0.73667 | 1.4394 | 0.85575 | 0.94948 | 0.44372 | 0.3998 | 0.68053 | 0.42018 | 0.53654 | 0.92186 | 0.82179 | 0.78648 | 0.57458 | 0.6108 | 0.90239 | 0.4976 | 0.74074 | 0.3998 | 0.51934 | 0.39482 | 0.65789 | 0.54333 | 0.44553 | 0.69592 | 0.98162 | 0.85575 | 1.1301 | 0.51345 | 0.48402 | 0.6443 | 0.59812 | 0.60718 | 1.1247 | 0.68822 | 0.75478
327 | 0.18894 | 1.1825 | 0.23196 | 0.30365 | 0.18322 | 0.6721 | 0.20689 | 0.2351 | 0.3959 | 1.6512 | 0.46532 | 0.591 | 0.4467 | 2.5214 | 0.53265 | 0.6507 | 0.69533 | 0.62857 | 1.0741 | 0.66263 | 0.9097 | 1.4824 | 1.3725 | 1.3025 | 0.93468 | 0.99735 | 1.5083 | 0.81069 | 1.2154 | 0.61449 | 0.79252 | 0.63402 | 1.0746 | 0.87245 | 0.65854 | 1.135 | 1.6255 | 1.4206 | 1.9765 | 0.81523 | 0.77118 | 1.0964 | 0.93377 | 0.9265 | 1.967 | 1.1159 | 1.2839 | 0.62357 | 0.56271 | 0.97328 | 0.58724 | 0.79797 | 1.3257 | 1.1917 | 1.1404 | 0.81205 | 0.87609 | 1.313 | 0.71486 | 1.07 | 0.55181 | 0.70441 | 0.55999 | 0.94694 | 0.76936 | 0.59905 | 1.0046 | 1.4238 | 1.2417 | 1.7027 | 0.71985 | 0.68261 | 0.94739 | 0.82522 | 0.8334 | 1.694 | 0.986 | 1.1091 | 0.54818 | 0.49413 | 0.84793 | 0.51684 | 0.68488 | 1.1531 | 1.0328 | 0.98781 | 0.71077 | 0.763 | 1.1363 | 0.62175 | 0.92786 | 0.48868 | 0.6272 | 0.48868 | 0.8225 | 0.67398 | 0.53546 | 0.87155 | 1.2322 | 1.0741 | 1.4497 | 0.6322 | 0.59859 | 0.81432 | 0.72985 | 0.73893 | 1.4438 | 0.85838 | 0.95239 | 0.44508 | 0.40103 | 0.68261 | 0.42147 | 0.53819 | 0.92468 | 0.82431 | 0.78889 | 0.57634 | 0.61267 | 0.90515 | 0.49913 | 0.74302 | 0.40103 | 0.52093 | 0.39603 | 0.6599 | 0.545 | 0.4469 | 0.69805 | 0.98463 | 0.85838 | 1.1336 | 0.51502 | 0.4855 | 0.64628 | 0.59995 | 0.60904 | 1.1282 | 0.69033 | 0.7571
328 | 0.19016 | 1.1863 | 0.23344 | 0.3056 | 0.18407 | 0.6744 | 0.20803 | 0.2364 | 0.3976 | 1.6568 | 0.46748 | 0.594 | 0.4488 | 2.5296 | 0.5356 | 0.6548 | 0.69746 | 0.63049 | 1.0774 | 0.66466 | 0.91248 | 1.4869 | 1.3767 | 1.3065 | 0.93753 | 1.0004 | 1.5129 | 0.81317 | 1.2191 | 0.61637 | 0.79494 | 0.63596 | 1.0778 | 0.87512 | 0.66056 | 1.1384 | 1.6304 | 1.425 | 1.9826 | 0.81772 | 0.77353 | 1.0997 | 0.93662 | 0.92933 | 1.973 | 1.1193 | 1.2879 | 0.62548 | 0.56443 | 0.97626 | 0.58903 | 0.80041 | 1.3298 | 1.1954 | 1.1439 | 0.81453 | 0.87877 | 1.317 | 0.71704 | 1.0733 | 0.5535 | 0.70657 | 0.5617 | 0.94983 | 0.77171 | 0.60088 | 1.0077 | 1.4282 | 1.2455 | 1.7079 | 0.72206 | 0.6847 | 0.95029 | 0.82774 | 0.83594 | 1.6992 | 0.98901 | 1.1125 | 0.54986 | 0.49564 | 0.85052 | 0.51842 | 0.68698 | 1.1567 | 1.0359 | 0.99083 | 0.71294 | 0.76533 | 1.1398 | 0.62366 | 0.9307 | 0.49018 | 0.62912 | 0.49018 | 0.82501 | 0.67604 | 0.5371 | 0.87421 | 1.2359 | 1.0774 | 1.4541 | 0.63413 | 0.60042 | 0.81681 | 0.73208 | 0.74119 | 1.4482 | 0.861 | 0.9553 | 0.44644 | 0.40226 | 0.6847 | 0.42276 | 0.53983 | 0.92751 | 0.82683 | 0.7913 | 0.5781 | 0.61454 | 0.90792 | 0.50066 | 0.74529 | 0.40226 | 0.52252 | 0.39724 | 0.66192 | 0.54667 | 0.44827 | 0.70019 | 0.98764 | 0.861 | 1.1371 | 0.5166 | 0.48699 | 0.64826 | 0.60179 | 0.6109 | 1.1316 | 0.69244 | 0.75941
329 | 0.19138 | 1.1901 | 0.23492 | 0.30755 | 0.18492 | 0.6767 | 0.20918 | 0.2377 | 0.3993 | 1.6624 | 0.46964 | 0.597 | 0.4509 | 2.5378 | 0.53855 | 0.6589 | 0.69958 | 0.63241 | 1.0807 | 0.66668 | 0.91526 | 1.4915 | 1.3809 | 1.3105 | 0.94039 | 1.0035 | 1.5175 | 0.81565 | 1.2228 | 0.61825 | 0.79737 | 0.63789 | 1.0811 | 0.87779 | 0.66257 | 1.1419 | 1.6354 | 1.4293 | 1.9886 | 0.82022 | 0.77589 | 1.1031 | 0.93948 | 0.93217 | 1.979 | 1.1227 | 1.2918 | 0.62738 | 0.56615 | 0.97923 | 0.59083 | 0.80285 | 1.3338 | 1.199 | 1.1474 | 0.81702 | 0.88145 | 1.321 | 0.71923 | 1.0766 | 0.55519 | 0.70872 | 0.56341 | 0.95273 | 0.77406 | 0.60271 | 1.0108 | 1.4325 | 1.2493 | 1.7131 | 0.72426 | 0.68679 | 0.95319 | 0.83027 | 0.83849 | 1.7044 | 0.99203 | 1.1159 | 0.55153 | 0.49716 | 0.85312 | 0.52 | 0.68907 | 1.1602 | 1.0391 | 0.99385 | 0.71512 | 0.76767 | 1.1433 | 0.62556 | 0.93354 | 0.49167 | 0.63104 | 0.49167 | 0.82753 | 0.67811 | 0.53874 | 0.87688 | 1.2397 | 1.0807 | 1.4586 | 0.63607 | 0.60225 | 0.8193 | 0.73431 | 0.74345 | 1.4526 | 0.86363 | 0.95821 | 0.44781 | 0.40348 | 0.68679 | 0.42404 | 0.54148 | 0.93034 | 0.82935 | 0.79371 | 0.57986 | 0.61642 | 0.91069 | 0.50218 | 0.74756 | 0.40348 | 0.52412 | 0.39846 | 0.66394 | 0.54833 | 0.44963 | 0.70232 | 0.99066 | 0.86363 | 1.1405 | 0.51817 | 0.48847 | 0.65023 | 0.60362 | 0.61276 | 1.1351 | 0.69456 | 0.76173
330 | 0.1926 | 1.194 | 0.2364 | 0.3095 | 0.18576 | 0.679 | 0.21032 | 0.239 | 0.401 | 1.668 | 0.4718 | 0.6 | 0.453 | 2.546 | 0.5415 | 0.663 | 0.70171 | 0.63433 | 1.084 | 0.66871 | 0.91804 | 1.496 | 1.3851 | 1.3145 | 0.94325 | 1.0065 | 1.5221 | 0.81812 | 1.2265 | 0.62012 | 0.79979 | 0.63983 | 1.0844 | 0.88046 | 0.66458 | 1.1454 | 1.6404 | 1.4337 | 1.9947 | 0.82271 | 0.77825 | 1.1064 | 0.94233 | 0.935 | 1.985 | 1.1261 | 1.2957 | 0.62929 | 0.56787 | 0.98221 | 0.59263 | 0.80529 | 1.3379 | 1.2027 | 1.1509 | 0.8195 | 0.88413 | 1.325 | 0.72142 | 1.0798 | 0.55688 | 0.71088 | 0.56513 | 0.95562 | 0.77642 | 0.60454 | 1.0138 | 1.4369 | 1.2531 | 1.7183 | 0.72646 | 0.68888 | 0.95608 | 0.83279 | 0.84104 | 1.7096 | 0.99504 | 1.1192 | 0.55321 | 0.49867 | 0.85571 | 0.52158 | 0.69117 | 1.1637 | 1.0422 | 0.99687 | 0.71729 | 0.77 | 1.1467 | 0.62746 | 0.93638 | 0.49317 | 0.63296 | 0.49317 | 0.83004 | 0.68017 | 0.54037 | 0.87954 | 1.2435 | 1.084 | 1.463 | 0.638 | 0.60408 | 0.82179 | 0.73654 | 0.74571 | 1.457 | 0.86625 | 0.96113 | 0.44917 | 0.40471 | 0.68888 | 0.42533 | 0.54313 | 0.93317 | 0.83187 | 0.79613 | 0.58163 | 0.61829 | 0.91346 | 0.50371 | 0.74983 | 0.40471 | 0.52571 | 0.39967 | 0.66596 | 0.55 | 0.451 | 0.70446 | 0.99367 | 0.86625 | 1.144 | 0.51975 | 0.48996 | 0.65221 | 0.60546 | 0.61463 | 1.1385 | 0.69667 | 0.76404
331 | 0.19382 | 1.1978 | 0.23788 | 0.31145 | 0.18661 | 0.6813 | 0.21146 | 0.2403 | 0.4027 | 1.6736 | 0.47396 | 0.603 | 0.4551 | 2.5542 | 0.54445 | 0.6671 | 0.70384 | 0.63626 | 1.0872 | 0.67073 | 0.92082 | 1.5005 | 1.3893 | 1.3185 | 0.94611 | 1.0096 | 1.5267 | 0.8206 | 1.2302 | 0.622 | 0.80222 | 0.64177 | 1.0877 | 0.88313 | 0.6666 | 1.1488 | 1.6453 | 1.438 | 2.0007 | 0.8252 | 0.78061 | 1.1098 | 0.94519 | 0.93783 | 1.9911 | 1.1295 | 1.2996 | 0.6312 | 0.5696 | 0.98518 | 0.59442 | 0.80773 | 1.3419 | 1.2063 | 1.1544 | 0.82198 | 0.8868 | 1.3291 | 0.7236 | 1.0831 | 0.55856 | 0.71303 | 0.56684 | 0.95852 | 0.77877 | 0.60637 | 1.0169 | 1.4412 | 1.2569 | 1.7235 | 0.72866 | 0.69096 | 0.95898 | 0.83532 | 0.84359 | 1.7148 | 0.99806 | 1.1226 | 0.55488 | 0.50018 | 0.8583 | 0.52316 | 0.69326 | 1.1672 | 1.0454 | 0.9999 | 0.71947 | 0.77233 | 1.1502 | 0.62936 | 0.93921 | 0.49466 | 0.63488 | 0.49466 | 0.83256 | 0.68223 | 0.54201 | 0.88221 | 1.2472 | 1.0872 | 1.4674 | 0.63993 | 0.60591 | 0.82428 | 0.73877 | 0.74797 | 1.4615 | 0.86888 | 0.96404 | 0.45053 | 0.40593 | 0.69096 | 0.42662 | 0.54477 | 0.93599 | 0.8344 | 0.79854 | 0.58339 | 0.62017 | 0.91623 | 0.50523 | 0.75211 | 0.40593 | 0.5273 | 0.40088 | 0.66798 | 0.55167 | 0.45237 | 0.70659 | 0.99668 | 0.86888 | 1.1475 | 0.52132 | 0.49144 | 0.65418 | 0.60729 | 0.61649 | 1.142 | 0.69878 | 0.76636
332 | 0.19504 | 1.2017 | 0.23936 | 0.3134 | 0.18746 | 0.6836 | 0.21261 | 0.2416 | 0.4044 | 1.6792 | 0.47612 | 0.606 | 0.4572 | 2.5624 | 0.5474 | 0.6712 | 0.70596 | 0.63818 | 1.0905 | 0.67276 | 0.92361 | 1.5051 | 1.3935 | 1.3225 | 0.94897 | 1.0126 | 1.5314 | 0.82308 | 1.2339 | 0.62388 | 0.80464 | 0.64371 | 1.091 | 0.88579 | 0.66861 | 1.1523 | 1.6503 | 1.4424 | 2.0068 | 0.82769 | 0.78297 | 1.1131 | 0.94804 | 0.94067 | 1.9971 | 1.133 | 1.3036 | 0.63311 | 0.57132 | 0.98816 | 0.59622 | 0.81017 | 1.346 | 1.21 | 1.1579 | 0.82447 | 0.88948 | 1.3331 | 0.72579 | 1.0864 | 0.56025 | 0.71518 | 0.56855 | 0.96142 | 0.78112 | 0.60821 | 1.02 | 1.4456 | 1.2607 | 1.7287 | 0.73086 | 0.69305 | 0.96188 | 0.83784 | 0.84614 | 1.7199 | 1.0011 | 1.126 | 0.55656 | 0.50169 | 0.86089 | 0.52474 | 0.69536 | 1.1708 | 1.0486 | 1.0029 | 0.72164 | 0.77467 | 1.1537 | 0.63126 | 0.94205 | 0.49616 | 0.63679 | 0.49616 | 0.83507 | 0.68429 | 0.54365 | 0.88487 | 1.251 | 1.0905 | 1.4719 | 0.64187 | 0.60774 | 0.82677 | 0.74101 | 0.75023 | 1.4659 | 0.8715 | 0.96695 | 0.45189 | 0.40716 | 0.69305 | 0.42791 | 0.54642 | 0.93882 | 0.83692 | 0.80095 | 0.58515 | 0.62204 | 0.91899 | 0.50676 | 0.75438 | 0.40716 | 0.52889 | 0.40209 | 0.66999 | 0.55333 | 0.45373 | 0.70873 | 0.99969 | 0.8715 | 1.1509 | 0.5229 | 0.49293 | 0.65616 | 0.60913 | 0.61835 | 1.1454 | 0.70089 | 0.76867
333 | 0.19626 | 1.2055 | 0.24084 | 0.31535 | 0.18831 | 0.6859 | 0.21375 | 0.2429 | 0.4061 | 1.6848 | 0.47828 | 0.609 | 0.4593 | 2.5706 | 0.55035 | 0.6753 | 0.70809 | 0.6401 | 1.0938 | 0.67479 | 0.92639 | 1.5096 | 1.3977 | 1.3264 | 0.95183 | 1.0157 | 1.536 | 0.82556 | 1.2377 | 0.62576 | 0.80706 | 0.64565 | 1.0943 | 0.88846 | 0.67063 | 1.1558 | 1.6553 | 1.4467 | 2.0128 | 0.83019 | 0.78533 | 1.1165 | 0.9509 | 0.9435 | 2.0031 | 1.1364 | 1.3075 | 0.63501 | 0.57304 | 0.99114 | 0.59801 | 0.81261 | 1.35 | 1.2136 | 1.1613 | 0.82695 | 0.89216 | 1.3371 | 0.72798 | 1.0896 | 0.56194 | 0.71734 | 0.57026 | 0.96431 | 0.78348 | 0.61004 | 1.023 | 1.4499 | 1.2645 | 1.7339 | 0.73306 | 0.69514 | 0.96477 | 0.84036 | 0.84869 | 1.7251 | 1.0041 | 1.1294 | 0.55824 | 0.5032 | 0.86349 | 0.52633 | 0.69745 | 1.1743 | 1.0517 | 1.0059 | 0.72381 | 0.777 | 1.1572 | 0.63316 | 0.94489 | 0.49765 | 0.63871 | 0.49765 | 0.83759 | 0.68635 | 0.54529 | 0.88754 | 1.2548 | 1.0938 | 1.4763 | 0.6438 | 0.60957 | 0.82926 | 0.74324 | 0.75249 | 1.4703 | 0.87413 | 0.96986 | 0.45325 | 0.40839 | 0.69514 | 0.4292 | 0.54806 | 0.94165 | 0.83944 | 0.80336 | 0.58691 | 0.62391 | 0.92176 | 0.50829 | 0.75665 | 0.40839 | 0.53049 | 0.4033 | 0.67201 | 0.555 | 0.4551 | 0.71086 | 1.0027 | 0.87413 | 1.1544 | 0.52447 | 0.49441 | 0.65814 | 0.61096 | 0.62021 | 1.1489 | 0.703 | 0.77099
334 | 0.19748 | 1.2093 | 0.24232 | 0.3173 | 0.18915 | 0.6882 | 0.2149 | 0.2442 | 0.4078 | 1.6904 | 0.48044 | 0.612 | 0.4614 | 2.5788 | 0.5533 | 0.6794 | 0.71021 | 0.64202 | 1.0971 | 0.67681 | 0.92917 | 1.5141 | 1.4019 | 1.3304 | 0.95468 | 1.0187 | 1.5406 | 0.82804 | 1.2414 | 0.62764 | 0.80949 | 0.64759 | 1.0976 | 0.89113 | 0.67264 | 1.1593 | 1.6603 | 1.451 | 2.0188 | 0.83268 | 0.78768 | 1.1198 | 0.95376 | 0.94633 | 2.0091 | 1.1398 | 1.3114 | 0.63692 | 0.57476 | 0.99411 | 0.59981 | 0.81505 | 1.3541 | 1.2172 | 1.1648 | 0.82943 | 0.89484 | 1.3411 | 0.73016 | 1.0929 | 0.56363 | 0.71949 | 0.57198 | 0.96721 | 0.78583 | 0.61187 | 1.0261 | 1.4543 | 1.2683 | 1.7391 | 0.73526 | 0.69723 | 0.96767 | 0.84289 | 0.85124 | 1.7303 | 1.0071 | 1.1328 | 0.55991 | 0.50471 | 0.86608 | 0.52791 | 0.69954 | 1.1778 | 1.0549 | 1.009 | 0.72599 | 0.77933 | 1.1606 | 0.63506 | 0.94773 | 0.49914 | 0.64063 | 0.49914 | 0.8401 | 0.68841 | 0.54692 | 0.8902 | 1.2585 | 1.0971 | 1.4807 | 0.64573 | 0.61141 | 0.83175 | 0.74547 | 0.75475 | 1.4747 | 0.87675 | 0.97278 | 0.45461 | 0.40961 | 0.69723 | 0.43049 | 0.54971 | 0.94448 | 0.84196 | 0.80578 | 0.58868 | 0.62579 | 0.92453 | 0.50981 | 0.75892 | 0.40961 | 0.53208 | 0.40451 | 0.67403 | 0.55667 | 0.45647 | 0.713 | 1.0057 | 0.87675 | 1.1579 | 0.52605 | 0.4959 | 0.66011 | 0.6128 | 0.62208 | 1.1523 | 0.70511 | 0.7733
335 | 0.1987 | 1.2132 | 0.2438 | 0.31925 | 0.19 | 0.6905 | 0.21604 | 0.2455 | 0.4095 | 1.696 | 0.4826 | 0.615 | 0.4635 | 2.587 | 0.55625 | 0.6835 | 0.71234 | 0.64394 | 1.1004 | 0.67884 | 0.93195 | 1.5187 | 1.4061 | 1.3344 | 0.95754 | 1.0218 | 1.5452 | 0.83052 | 1.2451 | 0.62952 | 0.81191 | 0.64953 | 1.1008 | 0.8938 | 0.67465 | 1.1627 | 1.6652 | 1.4554 | 2.0249 | 0.83517 | 0.79004 | 1.1232 | 0.95661 | 0.94917 | 2.0151 | 1.1432 | 1.3153 | 0.63883 | 0.57648 | 0.99709 | 0.6016 | 0.81749 | 1.3581 | 1.2209 | 1.1683 | 0.83192 | 0.89752 | 1.3451 | 0.73235 | 1.0962 | 0.56531 | 0.72165 | 0.57369 | 0.9701 | 0.78818 | 0.6137 | 1.0292 | 1.4586 | 1.2721 | 1.7443 | 0.73747 | 0.69931 | 0.97057 | 0.84541 | 0.85378 | 1.7355 | 1.0101 | 1.1362 | 0.56159 | 0.50622 | 0.86867 | 0.52949 | 0.70164 | 1.1813 | 1.058 | 1.012 | 0.72816 | 0.78167 | 1.1641 | 0.63697 | 0.95056 | 0.50064 | 0.64255 | 0.50064 | 0.84262 | 0.69047 | 0.54856 | 0.89287 | 1.2623 | 1.1004 | 1.4852 | 0.64767 | 0.61324 | 0.83424 | 0.7477 | 0.75701 | 1.4791 | 0.87938 | 0.97569 | 0.45597 | 0.41084 | 0.69931 | 0.43178 | 0.55135 | 0.94731 | 0.84448 | 0.80819 | 0.59044 | 0.62766 | 0.9273 | 0.51134 | 0.76119 | 0.41084 | 0.53367 | 0.40572 | 0.67605 | 0.55833 | 0.45783 | 0.71513 | 1.0087 | 0.87938 | 1.1613 | 0.52762 | 0.49738 | 0.66209 | 0.61463 | 0.62394 | 1.1558 | 0.70722 | 0.77562
336 | 0.19992 | 1.217 | 0.24528 | 0.3212 | 0.19085 | 0.6928 | 0.21718 | 0.2468 | 0.4112 | 1.7016 | 0.48476 | 0.618 | 0.4656 | 2.5952 | 0.5592 | 0.6876 | 0.71447 | 0.64587 | 1.1037 | 0.68087 | 0.93473 | 1.5232 | 1.4103 | 1.3384 | 0.9604 | 1.0248 | 1.5498 | 0.833 | 1.2488 | 0.6314 | 0.81433 | 0.65147 | 1.1041 | 0.89647 | 0.67667 | 1.1662 | 1.6702 | 1.4597 | 2.0309 | 0.83767 | 0.7924 | 1.1265 | 0.95947 | 0.952 | 2.0211 | 1.1466 | 1.3193 | 0.64073 | 0.5782 | 1.0001 | 0.6034 | 0.81993 | 1.3622 | 1.2245 | 1.1718 | 0.8344 | 0.9002 | 1.3491 | 0.73453 | 1.0995 | 0.567 | 0.7238 | 0.5754 | 0.973 | 0.79053 | 0.61553 | 1.0323 | 1.463 | 1.2759 | 1.7495 | 0.73967 | 0.7014 | 0.97347 | 0.84793 | 0.85633 | 1.7407 | 1.0131 | 1.1396 | 0.56327 | 0.50773 | 0.87127 | 0.53107 | 0.70373 | 1.1849 | 1.0612 | 1.015 | 0.73033 | 0.784 | 1.1676 | 0.63887 | 0.9534 | 0.50213 | 0.64447 | 0.50213 | 0.84513 | 0.69253 | 0.5502 | 0.89553 | 1.2661 | 1.1037 | 1.4896 | 0.6496 | 0.61507 | 0.83673 | 0.74993 | 0.75927 | 1.4835 | 0.882 | 0.9786 | 0.45733 | 0.41207 | 0.7014 | 0.43307 | 0.553 | 0.95013 | 0.847 | 0.8106 | 0.5922 | 0.62953 | 0.93007 | 0.51287 | 0.76347 | 0.41207 | 0.53527 | 0.40693 | 0.67807 | 0.56 | 0.4592 | 0.71727 | 1.0117 | 0.882 | 1.1648 | 0.5292 | 0.49887 | 0.66407 | 0.61647 | 0.6258 | 1.1592 | 0.70933 | 0.77793
337 | 0.20114 | 1.2209 | 0.24676 | 0.32315 | 0.19169 | 0.6951 | 0.21833 | 0.2481 | 0.4129 | 1.7072 | 0.48692 | 0.621 | 0.4677 | 2.6034 | 0.56215 | 0.6917 | 0.71659 | 0.64779 | 1.107 | 0.68289 | 0.93752 | 1.5277 | 1.4145 | 1.3424 | 0.96326 | 1.0279 | 1.5544 | 0.83548 | 1.2525 | 0.63328 | 0.81676 | 0.65341 | 1.1074 | 0.89913 | 0.67868 | 1.1697 | 1.6752 | 1.4641 | 2.037 | 0.84016 | 0.79476 | 1.1299 | 0.96232 | 0.95483 | 2.0271 | 1.15 | 1.3232 | 0.64264 | 0.57992 | 1.003 | 0.6052 | 0.82237 | 1.3663 | 1.2282 | 1.1753 | 0.83688 | 0.90288 | 1.3531 | 0.73672 | 1.1027 | 0.56869 | 0.72595 | 0.57711 | 0.9759 | 0.79289 | 0.61737 | 1.0353 | 1.4674 | 1.2797 | 1.7547 | 0.74187 | 0.70349 | 0.97636 | 0.85046 | 0.85888 | 1.7458 | 1.0161 | 1.143 | 0.56494 | 0.50924 | 0.87386 | 0.53265 | 0.70583 | 1.1884 | 1.0644 | 1.018 | 0.73251 | 0.78633 | 1.1711 | 0.64077 | 0.95624 | 0.50363 | 0.64638 | 0.50363 | 0.84765 | 0.69459 | 0.55184 | 0.8982 | 1.2698 | 1.107 | 1.494 | 0.65153 | 0.6169 | 0.83922 | 0.75217 | 0.76153 | 1.4879 | 0.88463 | 0.98151 | 0.45869 | 0.41329 | 0.70349 | 0.43436 | 0.55465 | 0.95296 | 0.84952 | 0.81301 | 0.59396 | 0.63141 | 0.93283 | 0.51439 | 0.76574 | 0.41329 | 0.53686 | 0.40814 | 0.68008 | 0.56167 | 0.46057 | 0.7194 | 1.0147 | 0.88463 | 1.1683 | 0.53077 | 0.50035 | 0.66604 | 0.6183 | 0.62766 | 1.1627 | 0.71144 | 0.78025
338 | 0.20236 | 1.2247 | 0.24824 | 0.3251 | 0.19254 | 0.6974 | 0.21947 | 0.2494 | 0.4146 | 1.7128 | 0.48908 | 0.624 | 0.4698 | 2.6116 | 0.5651 | 0.6958 | 0.71872 | 0.64971 | 1.1102 | 0.68492 | 0.9403 | 1.5323 | 1.4187 | 1.3464 | 0.96612 | 1.0309 | 1.559 | 0.83796 | 1.2562 | 0.63516 | 0.81918 | 0.65534 | 1.1107 | 0.9018 | 0.68069 | 1.1731 | 1.6801 | 1.4684 | 2.043 | 0.84265 | 0.79712 | 1.1332 | 0.96518 | 0.95767 | 2.0332 | 1.1534 | 1.3271 | 0.64455 | 0.58164 | 1.006 | 0.60699 | 0.82481 | 1.3703 | 1.2318 | 1.1788 | 0.83937 | 0.90556 | 1.3572 | 0.73891 | 1.106 | 0.57038 | 0.72811 | 0.57883 | 0.97879 | 0.79524 | 0.6192 | 1.0384 | 1.4717 | 1.2835 | 1.7599 | 0.74407 | 0.70558 | 0.97926 | 0.85298 | 0.86143 | 1.751 | 1.0192 | 1.1464 | 0.56662 | 0.51076 | 0.87645 | 0.53423 | 0.70792 | 1.1919 | 1.0675 | 1.021 | 0.73468 | 0.78867 | 1.1745 | 0.64267 | 0.95908 | 0.50512 | 0.6483 | 0.50512 | 0.85016 | 0.69666 | 0.55347 | 0.90086 | 1.2736 | 1.1102 | 1.4985 | 0.65347 | 0.61873 | 0.84171 | 0.7544 | 0.76379 | 1.4924 | 0.88725 | 0.98443 | 0.46006 | 0.41452 | 0.70558 | 0.43564 | 0.55629 | 0.95579 | 0.85204 | 0.81543 | 0.59573 | 0.63328 | 0.9356 | 0.51592 | 0.76801 | 0.41452 | 0.53845 | 0.40936 | 0.6821 | 0.56333 | 0.46193 | 0.72154 | 1.0178 | 0.88725 | 1.1717 | 0.53235 | 0.50184 | 0.66802 | 0.62014 | 0.62953 | 1.1661 | 0.71356 | 0.78256
339 | 0.20358 | 1.2285 | 0.24972 | 0.32705 | 0.19339 | 0.6997 | 0.22062 | 0.2507 | 0.4163 | 1.7184 | 0.49124 | 0.627 | 0.4719 | 2.6198 | 0.56805 | 0.6999 | 0.72085 | 0.65163 | 1.1135 | 0.68695 | 0.94308 | 1.5368 | 1.4229 | 1.3503 | 0.96898 | 1.034 | 1.5636 | 0.84044 | 1.26 | 0.63704 | 0.8216 | 0.65728 | 1.114 | 0.90447 | 0.68271 | 1.1766 | 1.6851 | 1.4728 | 2.0491 | 0.84515 | 0.79948 | 1.1366 | 0.96803 | 0.9605 | 2.0392 | 1.1568 | 1.331 | 0.64645 | 0.58336 | 1.009 | 0.60879 | 0.82725 | 1.3744 | 1.2355 | 1.1823 | 0.84185 | 0.90824 | 1.3612 | 0.74109 | 1.1093 | 0.57206 | 0.73026 | 0.58054 | 0.98169 | 0.79759 | 0.62103 | 1.0415 | 1.4761 | 1.2873 | 1.7652 | 0.74627 | 0.70766 | 0.98216 | 0.8555 | 0.86398 | 1.7562 | 1.0222 | 1.1498 | 0.5683 | 0.51227 | 0.87905 | 0.53581 | 0.71002 | 1.1954 | 1.0707 | 1.0241 | 0.73685 | 0.791 | 1.178 | 0.64457 | 0.96191 | 0.50662 | 0.65022 | 0.50662 | 0.85268 | 0.69872 | 0.55511 | 0.90353 | 1.2774 | 1.1135 | 1.5029 | 0.6554 | 0.62056 | 0.8442 | 0.75663 | 0.76605 | 1.4968 | 0.88988 | 0.98734 | 0.46142 | 0.41575 | 0.70766 | 0.43693 | 0.55794 | 0.95862 | 0.85456 | 0.81784 | 0.59749 | 0.63515 | 0.93837 | 0.51745 | 0.77028 | 0.41575 | 0.54005 | 0.41057 | 0.68412 | 0.565 | 0.4633 | 0.72367 | 1.0208 | 0.88988 | 1.1752 | 0.53392 | 0.50332 | 0.67 | 0.62197 | 0.63139 | 1.1696 | 0.71567 | 0.78488
340 | 0.2048 | 1.2324 | 0.2512 | 0.329 | 0.19424 | 0.702 | 0.22176 | 0.252 | 0.418 | 1.724 | 0.4934 | 0.63 | 0.474 | 2.628 | 0.571 | 0.704 | 0.72297 | 0.65356 | 1.1168 | 0.68897 | 0.94586 | 1.5413 | 1.4271 | 1.3543 | 0.97183 | 1.037 | 1.5683 | 0.84292 | 1.2637 | 0.63892 | 0.82403 | 0.65922 | 1.1173 | 0.90714 | 0.68472 | 1.1801 | 1.6901 | 1.4771 | 2.0551 | 0.84764 | 0.80183 | 1.1399 | 0.97089 | 0.96333 | 2.0452 | 1.1603 | 1.335 | 0.64836 | 0.58508 | 1.012 | 0.61058 | 0.82969 | 1.3784 | 1.2391 | 1.1858 | 0.84433 | 0.91092 | 1.3652 | 0.74328 | 1.1126 | 0.57375 | 0.73242 | 0.58225 | 0.98458 | 0.79994 | 0.62286 | 1.0446 | 1.4804 | 1.2911 | 1.7704 | 0.74847 | 0.70975 | 0.98506 | 0.85803 | 0.86653 | 1.7614 | 1.0252 | 1.1532 | 0.56997 | 0.51378 | 0.88164 | 0.53739 | 0.71211 | 1.199 | 1.0738 | 1.0271 | 0.73903 | 0.79333 | 1.1815 | 0.64647 | 0.96475 | 0.50811 | 0.65214 | 0.50811 | 0.85519 | 0.70078 | 0.55675 | 0.90619 | 1.2811 | 1.1168 | 1.5073 | 0.65733 | 0.62239 | 0.84669 | 0.75886 | 0.76831 | 1.5012 | 0.8925 | 0.99025 | 0.46278 | 0.41697 | 0.70975 | 0.43822 | 0.55958 | 0.96144 | 0.85708 | 0.82025 | 0.59925 | 0.63703 | 0.94114 | 0.51897 | 0.77256 | 0.41697 | 0.54164 | 0.41178 | 0.68614 | 0.56667 | 0.46467 | 0.72581 | 1.0238 | 0.8925 | 1.1787 | 0.5355 | 0.50481 | 0.67197 | 0.62381 | 0.63325 | 1.173 | 0.71778 | 0.78719
341 | 0.20602 | 1.2362 | 0.25268 | 0.33095 | 0.19508 | 0.7043 | 0.2229 | 0.2533 | 0.4197 | 1.7296 | 0.49556 | 0.633 | 0.4761 | 2.6362 | 0.57395 | 0.7081 | 0.7251 | 0.65548 | 1.1201 | 0.691 | 0.94864 | 1.5459 | 1.4313 | 1.3583 | 0.97469 | 1.0401 | 1.5729 | 0.8454 | 1.2674 | 0.6408 | 0.82645 | 0.66116 | 1.1206 | 0.90981 | 0.68674 | 1.1836 | 1.6951 | 1.4815 | 2.0612 | 0.85013 | 0.80419 | 1.1433 | 0.97374 | 0.96617 | 2.0512 | 1.1637 | 1.3389 | 0.65027 | 0.5868 | 1.0149 | 0.61238 | 0.83213 | 1.3825 | 1.2428 | 1.1892 | 0.84682 | 0.9136 | 1.3692 | 0.74546 | 1.1158 | 0.57544 | 0.73457 | 0.58396 | 0.98748 | 0.8023 | 0.62469 | 1.0476 | 1.4848 | 1.2949 | 1.7756 | 0.75067 | 0.71184 | 0.98795 | 0.86055 | 0.86908 | 1.7666 | 1.0282 | 1.1566 | 0.57165 | 0.51529 | 0.88423 | 0.53897 | 0.71421 | 1.2025 | 1.077 | 1.0301 | 0.7412 | 0.79567 | 1.185 | 0.64837 | 0.96759 | 0.50961 | 0.65406 | 0.50961 | 0.85771 | 0.70284 | 0.55839 | 0.90886 | 1.2849 | 1.1201 | 1.5118 | 0.65927 | 0.62422 | 0.84918 | 0.76109 | 0.77057 | 1.5056 | 0.89513 | 0.99316 | 0.46414 | 0.4182 | 0.71184 | 0.43951 | 0.56123 | 0.96427 | 0.8596 | 0.82266 | 0.60101 | 0.6389 | 0.94391 | 0.5205 | 0.77483 | 0.4182 | 0.54323 | 0.41299 | 0.68816 | 0.56833 | 0.46603 | 0.72794 | 1.0268 | 0.89513 | 1.1821 | 0.53707 | 0.50629 | 0.67395 | 0.62564 | 0.63511 | 1.1765 | 0.71989 | 0.78951
342 | 0.20724 | 1.24 | 0.25416 | 0.3329 | 0.19593 | 0.7066 | 0.22405 | 0.2546 | 0.4214 | 1.7352 | 0.49772 | 0.636 | 0.4782 | 2.6444 | 0.5769 | 0.7122 | 0.72723 | 0.6574 | 1.1234 | 0.69303 | 0.95142 | 1.5504 | 1.4355 | 1.3623 | 0.97755 | 1.0431 | 1.5775 | 0.84787 | 1.2711 | 0.64267 | 0.82887 | 0.6631 | 1.1238 | 0.91247 | 0.68875 | 1.187 | 1.7 | 1.4858 | 2.0672 | 0.85262 | 0.80655 | 1.1466 | 0.9766 | 0.969 | 2.0572 | 1.1671 | 1.3428 | 0.65217 | 0.58852 | 1.0179 | 0.61417 | 0.83457 | 1.3865 | 1.2464 | 1.1927 | 0.8493 | 0.91628 | 1.3732 | 0.74765 | 1.1191 | 0.57713 | 0.73673 | 0.58568 | 0.99037 | 0.80465 | 0.62653 | 1.0507 | 1.4891 | 1.2986 | 1.7808 | 0.75288 | 0.71393 | 0.99085 | 0.86308 | 0.87162 | 1.7718 | 1.0312 | 1.1599 | 0.57333 | 0.5168 | 0.88682 | 0.54055 | 0.7163 | 1.206 | 1.0801 | 1.0331 | 0.74337 | 0.798 | 1.1884 | 0.65028 | 0.97043 | 0.5111 | 0.65597 | 0.5111 | 0.86023 | 0.7049 | 0.56002 | 0.91152 | 1.2887 | 1.1234 | 1.5162 | 0.6612 | 0.62605 | 0.85167 | 0.76333 | 0.77283 | 1.51 | 0.89775 | 0.99608 | 0.4655 | 0.41942 | 0.71393 | 0.4408 | 0.56288 | 0.9671 | 0.86212 | 0.82508 | 0.60278 | 0.64077 | 0.94668 | 0.52202 | 0.7771 | 0.41942 | 0.54482 | 0.4142 | 0.69018 | 0.57 | 0.4674 | 0.73008 | 1.0298 | 0.89775 | 1.1856 | 0.53865 | 0.50777 | 0.67593 | 0.62748 | 0.63698 | 1.1799 | 0.722 | 0.79183
343 | 0.20846 | 1.2439 | 0.25564 | 0.33485 | 0.19678 | 0.7089 | 0.22519 | 0.2559 | 0.4231 | 1.7408 | 0.49988 | 0.639 | 0.4803 | 2.6526 | 0.57985 | 0.7163 | 0.72935 | 0.65932 | 1.1267 | 0.69505 | 0.95421 | 1.5549 | 1.4396 | 1.3663 | 0.98041 | 1.0462 | 1.5821 | 0.85035 | 1.2748 | 0.64455 | 0.8313 | 0.66504 | 1.1271 | 0.91514 | 0.69076 | 1.1905 | 1.705 | 1.4901 | 2.0732 | 0.85512 | 0.80891 | 1.15 | 0.97946 | 0.97183 | 2.0632 | 1.1705 | 1.3468 | 0.65408 | 0.59025 | 1.0209 | 0.61597 | 0.83702 | 1.3906 | 1.25 | 1.1962 | 0.85178 | 0.91895 | 1.3772 | 0.74984 | 1.1224 | 0.57881 | 0.73888 | 0.58739 | 0.99327 | 0.807 | 0.62836 | 1.0538 | 1.4935 | 1.3024 | 1.786 | 0.75508 | 0.71601 | 0.99375 | 0.8656 | 0.87417 | 1.7769 | 1.0342 | 1.1633 | 0.575 | 0.51831 | 0.88942 | 0.54213 | 0.71839 | 1.2096 | 1.0833 | 1.0361 | 0.74555 | 0.80033 | 1.1919 | 0.65218 | 0.97326 | 0.51259 | 0.65789 | 0.51259 | 0.86274 | 0.70696 | 0.56166 | 0.91419 | 1.2924 | 1.1267 | 1.5206 | 0.66313 | 0.62788 | 0.85416 | 0.76556 | 0.77508 | 1.5144 | 0.90038 | 0.99899 | 0.46686 | 0.42065 | 0.71601 | 0.44209 | 0.56452 | 0.96993 | 0.86465 | 0.82749 | 0.60454 | 0.64265 | 0.94944 | 0.52355 | 0.77937 | 0.42065 | 0.54642 | 0.41541 | 0.69219 | 0.57167 | 0.46877 | 0.73221 | 1.0328 | 0.90038 | 1.1891 | 0.54022 | 0.50926 | 0.6779 | 0.62931 | 0.63884 | 1.1834 | 0.72411 | 0.79414
344 | 0.20968 | 1.2477 | 0.25712 | 0.3368 | 0.19763 | 0.7112 | 0.22634 | 0.2572 | 0.4248 | 1.7464 | 0.50204 | 0.642 | 0.4824 | 2.6608 | 0.5828 | 0.7204 | 0.73148 | 0.66124 | 1.1299 | 0.69708 | 0.95699 | 1.5595 | 1.4438 | 1.3703 | 0.98327 | 1.0492 | 1.5867 | 0.85283 | 1.2785 | 0.64643 | 0.83372 | 0.66698 | 1.1304 | 0.91781 | 0.69278 | 1.194 | 1.71 | 1.4945 | 2.0793 | 0.85761 | 0.81127 | 1.1534 | 0.98231 | 0.97467 | 2.0693 | 1.1739 | 1.3507 | 0.65599 | 0.59197 | 1.0239 | 0.61777 | 0.83946 | 1.3946 | 1.2537 | 1.1997 | 0.85427 | 0.92163 | 1.3813 | 0.75202 | 1.1256 | 0.5805 | 0.74103 | 0.5891 | 0.99617 | 0.80936 | 0.63019 | 1.0568 | 1.4978 | 1.3062 | 1.7912 | 0.75728 | 0.7181 | 0.99664 | 0.86812 | 0.87672 | 1.7821 | 1.0373 | 1.1667 | 0.57668 | 0.51982 | 0.89201 | 0.54371 | 0.72049 | 1.2131 | 1.0865 | 1.0392 | 0.74772 | 0.80267 | 1.1954 | 0.65408 | 0.9761 | 0.51409 | 0.65981 | 0.51409 | 0.86526 | 0.70902 | 0.5633 | 0.91686 | 1.2962 | 1.1299 | 1.5251 | 0.66507 | 0.62971 | 0.85666 | 0.76779 | 0.77734 | 1.5189 | 0.903 | 1.0019 | 0.46822 | 0.42188 | 0.7181 | 0.44338 | 0.56617 | 0.97276 | 0.86717 | 0.8299 | 0.6063 | 0.64452 | 0.95221 | 0.52508 | 0.78164 | 0.42188 | 0.54801 | 0.41662 | 0.69421 | 0.57333 | 0.47013 | 0.73434 | 1.0358 | 0.903 | 1.1925 | 0.5418 | 0.51074 | 0.67988 | 0.63114 | 0.6407 | 1.1868 | 0.72622 | 0.79646
345 | 0.2109 | 1.2516 | 0.2586 | 0.33875 | 0.19847 | 0.7135 | 0.22748 | 0.2585 | 0.4265 | 1.752 | 0.5042 | 0.645 | 0.4845 | 2.669 | 0.58575 | 0.7245 | 0.7336 | 0.66317 | 1.1332 | 0.6991 | 0.95977 | 1.564 | 1.448 | 1.3742 | 0.98613 | 1.0523 | 1.5913 | 0.85531 | 1.2823 | 0.64831 | 0.83615 | 0.66892 | 1.1337 | 0.92048 | 0.69479 | 1.1974 | 1.7149 | 1.4988 | 2.0853 | 0.8601 | 0.81363 | 1.1567 | 0.98517 | 0.9775 | 2.0753 | 1.1773 | 1.3546 | 0.6579 | 0.59369 | 1.0269 | 0.61956 | 0.8419 | 1.3987 | 1.2573 | 1.2032 | 0.85675 | 0.92431 | 1.3853 | 0.75421 | 1.1289 | 0.58219 | 0.74319 | 0.59081 | 0.99906 | 0.81171 | 0.63202 | 1.0599 | 1.5022 | 1.31 | 1.7964 | 0.75948 | 0.72019 | 0.99954 | 0.87065 | 0.87927 | 1.7873 | 1.0403 | 1.1701 | 0.57835 | 0.52133 | 0.8946 | 0.54529 | 0.72258 | 1.2166 | 1.0896 | 1.0422 | 0.7499 | 0.805 | 1.1989 | 0.65598 | 0.97894 | 0.51558 | 0.66173 | 0.51558 | 0.86777 | 0.71108 | 0.56494 | 0.91952 | 1.3 | 1.1332 | 1.5295 | 0.667 | 0.63154 | 0.85915 | 0.77002 | 0.7796 | 1.5233 | 0.90563 | 1.0048 | 0.46958 | 0.4231 | 0.72019 | 0.44467 | 0.56781 | 0.97558 | 0.86969 | 0.83231 | 0.60806 | 0.6464 | 0.95498 | 0.5266 | 0.78392 | 0.4231 | 0.5496 | 0.41783 | 0.69623 | 0.575 | 0.4715 | 0.73648 | 1.0388 | 0.90563 | 1.196 | 0.54337 | 0.51223 | 0.68185 | 0.63298 | 0.64256 | 1.1903 | 0.72833 | 0.79877
346 | 0.21212 | 1.2554 | 0.26008 | 0.3407 | 0.19932 | 0.7158 | 0.22862 | 0.2598 | 0.4282 | 1.7576 | 0.50636 | 0.648 | 0.4866 | 2.6772 | 0.5887 | 0.7286 | 0.73573 | 0.66509 | 1.1365 | 0.70113 | 0.96255 | 1.5685 | 1.4522 | 1.3782 | 0.98898 | 1.0553 | 1.5959 | 0.85779 | 1.286 | 0.65019 | 0.83857 | 0.67086 | 1.137 | 0.92315 | 0.69681 | 1.2009 | 1.7199 | 1.5032 | 2.0914 | 0.8626 | 0.81598 | 1.1601 | 0.98802 | 0.98033 | 2.0813 | 1.1807 | 1.3585 | 0.6598 | 0.59541 | 1.0298 | 0.62136 | 0.84434 | 1.4027 | 1.261 | 1.2067 | 0.85923 | 0.92699 | 1.3893 | 0.75639 | 1.1322 | 0.58388 | 0.74534 | 0.59253 | 1.002 | 0.81406 | 0.63385 | 1.063 | 1.5065 | 1.3138 | 1.8016 | 0.76168 | 0.72228 | 1.0024 | 0.87317 | 0.88182 | 1.7925 | 1.0433 | 1.1735 | 0.58003 | 0.52284 | 0.8972 | 0.54687 | 0.72468 | 1.2201 | 1.0928 | 1.0452 | 0.75207 | 0.80733 | 1.2023 | 0.65788 | 0.98178 | 0.51708 | 0.66365 | 0.51708 | 0.87029 | 0.71314 | 0.56657 | 0.92219 | 1.3037 | 1.1365 | 1.5339 | 0.66893 | 0.63337 | 0.86164 | 0.77225 | 0.78186 | 1.5277 | 0.90825 | 1.0077 | 0.47094 | 0.42433 | 0.72228 | 0.44596 | 0.56946 | 0.97841 | 0.87221 | 0.83473 | 0.60983 | 0.64827 | 0.95775 | 0.52813 | 0.78619 | 0.42433 | 0.5512 | 0.41904 | 0.69825 | 0.57667 | 0.47287 | 0.73861 | 1.0418 | 0.90825 | 1.1995 | 0.54495 | 0.51371 | 0.68383 | 0.63481 | 0.64443 | 1.1937 | 0.73044 | 0.80109
347 | 0.21334 | 1.2592 | 0.26156 | 0.34265 | 0.20017 | 0.7181 | 0.22977 | 0.2611 | 0.4299 | 1.7632 | 0.50852 | 0.651 | 0.4887 | 2.6854 | 0.59165 | 0.7327 | 0.73786 | 0.66701 | 1.1398 | 0.70316 | 0.96533 | 1.5731 | 1.4564 | 1.3822 | 0.99184 | 1.0584 | 1.6005 | 0.86027 | 1.2897 | 0.65207 | 0.84099 | 0.67279 | 1.1403 | 0.92582 | 0.69882 | 1.2044 | 1.7249 | 1.5075 | 2.0974 | 0.86509 | 0.81834 | 1.1634 | 0.99088 | 0.98317 | 2.0873 | 1.1841 | 1.3625 | 0.66171 | 0.59713 | 1.0328 | 0.62315 | 0.84678 | 1.4068 | 1.2646 | 1.2102 | 0.86172 | 0.92967 | 1.3933 | 0.75858 | 1.1355 | 0.58556 | 0.7475 | 0.59424 | 1.0049 | 0.81641 | 0.63568 | 1.0661 | 1.5109 | 1.3176 | 1.8068 | 0.76388 | 0.72436 | 1.0053 | 0.87569 | 0.88437 | 1.7977 | 1.0463 | 1.1769 | 0.58171 | 0.52436 | 0.89979 | 0.54845 | 0.72677 | 1.2237 | 1.0959 | 1.0482 | 0.75424 | 0.80967 | 1.2058 | 0.65978 | 0.98461 | 0.51857 | 0.66556 | 0.51857 | 0.8728 | 0.71521 | 0.56821 | 0.92485 | 1.3075 | 1.1398 | 1.5384 | 0.67087 | 0.6352 | 0.86413 | 0.77448 | 0.78412 | 1.5321 | 0.91088 | 1.0106 | 0.47231 | 0.42556 | 0.72436 | 0.44724 | 0.5711 | 0.98124 | 0.87473 | 0.83714 | 0.61159 | 0.65014 | 0.96052 | 0.52966 | 0.78846 | 0.42556 | 0.55279 | 0.42026 | 0.70027 | 0.57833 | 0.47423 | 0.74075 | 1.0449 | 0.91088 | 1.2029 | 0.54652 | 0.5152 | 0.68581 | 0.63665 | 0.64629 | 1.1972 | 0.73256 | 0.8034
348 | 0.21456 | 1.2631 | 0.26304 | 0.3446 | 0.20102 | 0.7204 | 0.23091 | 0.2624 | 0.4316 | 1.7688 | 0.51068 | 0.654 | 0.4908 | 2.6936 | 0.5946 | 0.7368 | 0.73998 | 0.66893 | 1.1431 | 0.70518 | 0.96812 | 1.5776 | 1.4606 | 1.3862 | 0.9947 | 1.0614 | 1.6052 | 0.86275 | 1.2934 | 0.65395 | 0.84342 | 0.67473 | 1.1436 | 0.92848 | 0.70083 | 1.2078 | 1.7298 | 1.5119 | 2.1035 | 0.86758 | 0.8207 | 1.1668 | 0.99373 | 0.986 | 2.0933 | 1.1876 | 1.3664 | 0.66362 | 0.59885 | 1.0358 | 0.62495 | 0.84922 | 1.4108 | 1.2683 | 1.2137 | 0.8642 | 0.93235 | 1.3973 | 0.76077 | 1.1387 | 0.58725 | 0.74965 | 0.59595 | 1.0077 | 0.81877 | 0.63752 | 1.0691 | 1.5152 | 1.3214 | 1.812 | 0.76608 | 0.72645 | 1.0082 | 0.87822 | 0.88692 | 1.8028 | 1.0493 | 1.1803 | 0.58338 | 0.52587 | 0.90238 | 0.55003 | 0.72887 | 1.2272 | 1.0991 | 1.0512 | 0.75642 | 0.812 | 1.2093 | 0.66168 | 0.98745 | 0.52007 | 0.66748 | 0.52007 | 0.87532 | 0.71727 | 0.56985 | 0.92752 | 1.3113 | 1.1431 | 1.5428 | 0.6728 | 0.63703 | 0.86662 | 0.77672 | 0.78638 | 1.5365 | 0.9135 | 1.0136 | 0.47367 | 0.42678 | 0.72645 | 0.44853 | 0.57275 | 0.98407 | 0.87725 | 0.83955 | 0.61335 | 0.65202 | 0.96328 | 0.53118 | 0.79073 | 0.42678 | 0.55438 | 0.42147 | 0.70228 | 0.58 | 0.4756 | 0.74288 | 1.0479 | 0.9135 | 1.2064 | 0.5481 | 0.51668 | 0.68778 | 0.63848 | 0.64815 | 1.2006 | 0.73467 | 0.80572
349 | 0.21578 | 1.2669 | 0.26452 | 0.34655 | 0.20186 | 0.7227 | 0.23206 | 0.2637 | 0.4333 | 1.7744 | 0.51284 | 0.657 | 0.4929 | 2.7018 | 0.59755 | 0.7409 | 0.74211 | 0.67086 | 1.1464 | 0.70721 | 0.9709 | 1.5821 | 1.4648 | 1.3902 | 0.99756 | 1.0645 | 1.6098 | 0.86523 | 1.2971 | 0.65583 | 0.84584 | 0.67667 | 1.1469 | 0.93115 | 0.70285 | 1.2113 | 1.7348 | 1.5162 | 2.1095 | 0.87008 | 0.82306 | 1.1701 | 0.99659 | 0.98883 | 2.0993 | 1.191 | 1.3703 | 0.66552 | 0.60057 | 1.0388 | 0.62675 | 0.85166 | 1.4149 | 1.2719 | 1.2171 | 0.86668 | 0.93503 | 1.4013 | 0.76295 | 1.142 | 0.58894 | 0.7518 | 0.59766 | 1.0106 | 0.82112 | 0.63935 | 1.0722 | 1.5196 | 1.3252 | 1.8172 | 0.76828 | 0.72854 | 1.0111 | 0.88074 | 0.88947 | 1.808 | 1.0523 | 1.1837 | 0.58506 | 0.52738 | 0.90498 | 0.55161 | 0.73096 | 1.2307 | 1.1023 | 1.0543 | 0.75859 | 0.81433 | 1.2128 | 0.66358 | 0.99029 | 0.52156 | 0.6694 | 0.52156 | 0.87783 | 0.71933 | 0.57149 | 0.93018 | 1.3151 | 1.1464 | 1.5472 | 0.67473 | 0.63886 | 0.86911 | 0.77895 | 0.78864 | 1.5409 | 0.91613 | 1.0165 | 0.47503 | 0.42801 | 0.72854 | 0.44982 | 0.5744 | 0.98689 | 0.87977 | 0.84196 | 0.61511 | 0.65389 | 0.96605 | 0.53271 | 0.79301 | 0.42801 | 0.55598 | 0.42268 | 0.7043 | 0.58167 | 0.47697 | 0.74502 | 1.0509 | 0.91613 | 1.2099 | 0.54967 | 0.51817 | 0.68976 | 0.64032 | 0.65001 | 1.2041 | 0.73678 | 0.80803
350 | 0.217 | 1.2707 | 0.266 | 0.3485 | 0.20271 | 0.725 | 0.2332 | 0.265 | 0.435 | 1.78 | 0.515 | 0.66 | 0.495 | 2.71 | 0.6005 | 0.745 | 0.74424 | 0.67278 | 1.1497 | 0.70924 | 0.97368 | 1.5867 | 1.469 | 1.3942 | 1.0004 | 1.0675 | 1.6144 | 0.86771 | 1.3008 | 0.65771 | 0.84826 | 0.67861 | 1.1501 | 0.93382 | 0.70486 | 1.2148 | 1.7398 | 1.5206 | 2.1156 | 0.87257 | 0.82542 | 1.1735 | 0.99944 | 0.99167 | 2.1053 | 1.1944 | 1.3742 | 0.66743 | 0.60229 | 1.0417 | 0.62854 | 0.8541 | 1.419 | 1.2756 | 1.2206 | 0.86917 | 0.93771 | 1.4053 | 0.76514 | 1.1453 | 0.59063 | 0.75396 | 0.59938 | 1.0135 | 0.82347 | 0.64118 | 1.0753 | 1.524 | 1.329 | 1.8224 | 0.77049 | 0.73063 | 1.014 | 0.88326 | 0.89201 | 1.8132 | 1.0553 | 1.1871 | 0.58674 | 0.52889 | 0.90757 | 0.55319 | 0.73306 | 1.2342 | 1.1054 | 1.0573 | 0.76076 | 0.81667 | 1.2162 | 0.66549 | 0.99313 | 0.52306 | 0.67132 | 0.52306 | 0.88035 | 0.72139 | 0.57312 | 0.93285 | 1.3188 | 1.1497 | 1.5517 | 0.67667 | 0.64069 | 0.8716 | 0.78118 | 0.7909 | 1.5453 | 0.91875 | 1.0194 | 0.47639 | 0.42924 | 0.73063 | 0.45111 | 0.57604 | 0.98972 | 0.88229 | 0.84438 | 0.61688 | 0.65576 | 0.96882 | 0.53424 | 0.79528 | 0.42924 | 0.55757 | 0.42389 | 0.70632 | 0.58333 | 0.47833 | 0.74715 | 1.0539 | 0.91875 | 1.2133 | 0.55125 | 0.51965 | 0.69174 | 0.64215 | 0.65188 | 1.2075 | 0.73889 | 0.81035
351 | 0.21822 | 1.2746 | 0.26748 | 0.35045 | 0.20356 | 0.7273 | 0.23434 | 0.2663 | 0.4367 | 1.7856 | 0.51716 | 0.663 | 0.4971 | 2.7182 | 0.60345 | 0.7491 | 0.74636 | 0.6747 | 1.1529 | 0.71126 | 0.97646 | 1.5912 | 1.4732 | 1.3981 | 1.0033 | 1.0706 | 1.619 | 0.87019 | 1.3046 | 0.65959 | 0.85069 | 0.68055 | 1.1534 | 0.93649 | 0.70688 | 1.2183 | 1.7448 | 1.5249 | 2.1216 | 0.87506 | 0.82778 | 1.1768 | 1.0023 | 0.9945 | 2.1114 | 1.1978 | 1.3782 | 0.66934 | 0.60401 | 1.0447 | 0.63034 | 0.85654 | 1.423 | 1.2792 | 1.2241 | 0.87165 | 0.94039 | 1.4094 | 0.76733 | 1.1485 | 0.59231 | 0.75611 | 0.60109 | 1.0164 | 0.82583 | 0.64301 | 1.0783 | 1.5283 | 1.3328 | 1.8276 | 0.77269 | 0.73271 | 1.0169 | 0.88579 | 0.89456 | 1.8184 | 1.0584 | 1.1905 | 0.58841 | 0.5304 | 0.91016 | 0.55478 | 0.73515 | 1.2378 | 1.1086 | 1.0603 | 0.76294 | 0.819 | 1.2197 | 0.66739 | 0.99596 | 0.52455 | 0.67324 | 0.52455 | 0.88286 | 0.72345 | 0.57476 | 0.93551 | 1.3226 | 1.1529 | 1.5561 | 0.6786 | 0.64252 | 0.87409 | 0.78341 | 0.79316 | 1.5498 | 0.92138 | 1.0223 | 0.47775 | 0.43046 | 0.73271 | 0.4524 | 0.57769 | 0.99255 | 0.88481 | 0.84679 | 0.61864 | 0.65764 | 0.97159 | 0.53576 | 0.79755 | 0.43046 | 0.55916 | 0.4251 | 0.70834 | 0.585 | 0.4797 | 0.74929 | 1.0569 | 0.92138 | 1.2168 | 0.55282 | 0.52114 | 0.69371 | 0.64399 | 0.65374 | 1.211 | 0.741 | 0.81266
352 | 0.21944 | 1.2784 | 0.26896 | 0.3524 | 0.20441 | 0.7296 | 0.23549 | 0.2676 | 0.4384 | 1.7912 | 0.51932 | 0.666 | 0.4992 | 2.7264 | 0.6064 | 0.7532 | 0.74849 | 0.67662 | 1.1562 | 0.71329 | 0.97924 | 1.5957 | 1.4774 | 1.4021 | 1.0061 | 1.0736 | 1.6236 | 0.87267 | 1.3083 | 0.66147 | 0.85311 | 0.68249 | 1.1567 | 0.93916 | 0.70889 | 1.2217 | 1.7497 | 1.5292 | 2.1276 | 0.87756 | 0.83013 | 1.1802 | 1.0052 | 0.99733 | 2.1174 | 1.2012 | 1.3821 | 0.67124 | 0.60573 | 1.0477 | 0.63213 | 0.85898 | 1.4271 | 1.2828 | 1.2276 | 0.87413 | 0.94307 | 1.4134 | 0.76951 | 1.1518 | 0.594 | 0.75827 | 0.6028 | 1.0193 | 0.82818 | 0.64484 | 1.0814 | 1.5327 | 1.3366 | 1.8328 | 0.77489 | 0.7348 | 1.0198 | 0.88831 | 0.89711 | 1.8236 | 1.0614 | 1.1939 | 0.59009 | 0.53191 | 0.91276 | 0.55636 | 0.73724 | 1.2413 | 1.1117 | 1.0633 | 0.76511 | 0.82133 | 1.2232 | 0.66929 | 0.9988 | 0.52604 | 0.67516 | 0.52604 | 0.88538 | 0.72551 | 0.5764 | 0.93818 | 1.3264 | 1.1562 | 1.5605 | 0.68053 | 0.64436 | 0.87658 | 0.78564 | 0.79542 | 1.5542 | 0.924 | 1.0252 | 0.47911 | 0.43169 | 0.7348 | 0.45369 | 0.57933 | 0.99538 | 0.88733 | 0.8492 | 0.6204 | 0.65951 | 0.97436 | 0.53729 | 0.79982 | 0.43169 | 0.56076 | 0.42631 | 0.71036 | 0.58667 | 0.48107 | 0.75142 | 1.0599 | 0.924 | 1.2203 | 0.5544 | 0.52262 | 0.69569 | 0.64582 | 0.6556 | 1.2144 | 0.74311 | 0.81498
353 | 0.22066 | 1.2823 | 0.27044 | 0.35435 | 0.20525 | 0.7319 | 0.23663 | 0.2689 | 0.4401 | 1.7968 | 0.52148 | 0.669 | 0.5013 | 2.7346 | 0.60935 | 0.7573 | 0.75062 | 0.67854 | 1.1595 | 0.71532 | 0.98203 | 1.6003 | 1.4816 | 1.4061 | 1.009 | 1.0767 | 1.6282 | 0.87515 | 1.312 | 0.66335 | 0.85553 | 0.68443 | 1.16 | 0.94182 | 0.7109 | 1.2252 | 1.7547 | 1.5336 | 2.1337 | 0.88005 | 0.83249 | 1.1835 | 1.008 | 1.0002 | 2.1234 | 1.2046 | 1.386 | 0.67315 | 0.60745 | 1.0507 | 0.63393 | 0.86142 | 1.4311 | 1.2865 | 1.2311 | 0.87662 | 0.94575 | 1.4174 | 0.7717 | 1.1551 | 0.59569 | 0.76042 | 0.60451 | 1.0222 | 0.83053 | 0.64668 | 1.0845 | 1.537 | 1.3404 | 1.8381 | 0.77709 | 0.73689 | 1.0227 | 0.89083 | 0.89966 | 1.8287 | 1.0644 | 1.1973 | 0.59177 | 0.53342 | 0.91535 | 0.55794 | 0.73934 | 1.2448 | 1.1149 | 1.0664 | 0.76728 | 0.82367 | 1.2267 | 0.67119 | 1.0016 | 0.52754 | 0.67707 | 0.52754 | 0.88789 | 0.72757 | 0.57804 | 0.94084 | 1.3301 | 1.1595 | 1.565 | 0.68247 | 0.64619 | 0.87907 | 0.78788 | 0.79768 | 1.5586 | 0.92663 | 1.0281 | 0.48047 | 0.43292 | 0.73689 | 0.45498 | 0.58098 | 0.99821 | 0.88985 | 0.85161 | 0.62216 | 0.66138 | 0.97712 | 0.53882 | 0.80209 | 0.43292 | 0.56235 | 0.42752 | 0.71237 | 0.58833 | 0.48243 | 0.75356 | 1.0629 | 0.92663 | 1.2237 | 0.55597 | 0.52411 | 0.69767 | 0.64766 | 0.65746 | 1.2179 | 0.74522 | 0.81729
354 | 0.22188 | 1.2861 | 0.27192 | 0.3563 | 0.2061 | 0.7342 | 0.23778 | 0.2702 | 0.4418 | 1.8024 | 0.52364 | 0.672 | 0.5034 | 2.7428 | 0.6123 | 0.7614 | 0.75274 | 0.68047 | 1.1628 | 0.71734 | 0.98481 | 1.6048 | 1.4858 | 1.4101 | 1.0119 | 1.0797 | 1.6328 | 0.87762 | 1.3157 | 0.66522 | 0.85796 | 0.68637 | 1.1633 | 0.94449 | 0.71292 | 1.2287 | 1.7597 | 1.5379 | 2.1397 | 0.88254 | 0.83485 | 1.1869 | 1.0109 | 1.003 | 2.1294 | 1.208 | 1.3899 | 0.67506 | 0.60917 | 1.0536 | 0.63572 | 0.86386 | 1.4352 | 1.2901 | 1.2346 | 0.8791 | 0.94843 | 1.4214 | 0.77388 | 1.1584 | 0.59738 | 0.76258 | 0.60623 | 1.0251 | 0.83288 | 0.64851 | 1.0876 | 1.5414 | 1.3442 | 1.8433 | 0.77929 | 0.73898 | 1.0256 | 0.89336 | 0.90221 | 1.8339 | 1.0674 | 1.2006 | 0.59344 | 0.53493 | 0.91794 | 0.55952 | 0.74143 | 1.2483 | 1.118 | 1.0694 | 0.76946 | 0.826 | 1.2301 | 0.67309 | 1.0045 | 0.52903 | 0.67899 | 0.52903 | 0.89041 | 0.72963 | 0.57967 | 0.94351 | 1.3339 | 1.1628 | 1.5694 | 0.6844 | 0.64802 | 0.88156 | 0.79011 | 0.79994 | 1.563 | 0.92925 | 1.031 | 0.48183 | 0.43414 | 0.73898 | 0.45627 | 0.58263 | 1.001 | 0.89237 | 0.85403 | 0.62393 | 0.66326 | 0.97989 | 0.54034 | 0.80437 | 0.43414 | 0.56394 | 0.42873 | 0.71439 | 0.59 | 0.4838 | 0.75569 | 1.0659 | 0.92925 | 1.2272 | 0.55755 | 0.52559 | 0.69964 | 0.64949 | 0.65933 | 1.2213 | 0.74733 | 0.81961
355 | 0.2231 | 1.2899 | 0.2734 | 0.35825 | 0.20695 | 0.7365 | 0.23892 | 0.2715 | 0.4435 | 1.808 | 0.5258 | 0.675 | 0.5055 | 2.751 | 0.61525 | 0.7655 | 0.75487 | 0.68239 | 1.1661 | 0.71937 | 0.98759 | 1.6093 | 1.49 | 1.4141 | 1.0147 | 1.0828 | 1.6374 | 0.8801 | 1.3194 | 0.6671 | 0.86038 | 0.68831 | 1.1666 | 0.94716 | 0.71493 | 1.2321 | 1.7646 | 1.5423 | 2.1458 | 0.88503 | 0.83721 | 1.1902 | 1.0137 | 1.0058 | 2.1354 | 1.2114 | 1.3939 | 0.67697 | 0.6109 | 1.0566 | 0.63752 | 0.8663 | 1.4392 | 1.2938 | 1.2381 | 0.88158 | 0.9511 | 1.4254 | 0.77607 | 1.1616 | 0.59906 | 0.76473 | 0.60794 | 1.028 | 0.83524 | 0.65034 | 1.0906 | 1.5457 | 1.348 | 1.8485 | 0.78149 | 0.74106 | 1.0285 | 0.89588 | 0.90476 | 1.8391 | 1.0704 | 1.204 | 0.59512 | 0.53644 | 0.92053 | 0.5611 | 0.74353 | 1.2519 | 1.1212 | 1.0724 | 0.77163 | 0.82833 | 1.2336 | 0.67499 | 1.0073 | 0.53053 | 0.68091 | 0.53053 | 0.89292 | 0.73169 | 0.58131 | 0.94617 | 1.3377 | 1.1661 | 1.5738 | 0.68633 | 0.64985 | 0.88405 | 0.79234 | 0.8022 | 1.5674 | 0.93188 | 1.0339 | 0.48319 | 0.43537 | 0.74106 | 0.45756 | 0.58427 | 1.0039 | 0.8949 | 0.85644 | 0.62569 | 0.66513 | 0.98266 | 0.54187 | 0.80664 | 0.43537 | 0.56553 | 0.42994 | 0.71641 | 0.59167 | 0.48517 | 0.75783 | 1.0689 | 0.93188 | 1.2307 | 0.55912 | 0.52708 | 0.70162 | 0.65133 | 0.66119 | 1.2248 | 0.74944 | 0.82192
356 | 0.22432 | 1.2938 | 0.27488 | 0.3602 | 0.2078 | 0.7388 | 0.24006 | 0.2728 | 0.4452 | 1.8136 | 0.52796 | 0.678 | 0.5076 | 2.7592 | 0.6182 | 0.7696 | 0.75699 | 0.68431 | 1.1694 | 0.72139 | 0.99037 | 1.6139 | 1.4942 | 1.4181 | 1.0176 | 1.0858 | 1.6421 | 0.88258 | 1.3231 | 0.66898 | 0.86281 | 0.69024 | 1.1699 | 0.94983 | 0.71694 | 1.2356 | 1.7696 | 1.5466 | 2.1518 | 0.88753 | 0.83957 | 1.1936 | 1.0166 | 1.0087 | 2.1414 | 1.2149 | 1.3978 | 0.67887 | 0.61262 | 1.0596 | 0.63932 | 0.86874 | 1.4433 | 1.2974 | 1.2416 | 0.88407 | 0.95378 | 1.4294 | 0.77826 | 1.1649 | 0.60075 | 0.76688 | 0.60965 | 1.0309 | 0.83759 | 0.65217 | 1.0937 | 1.5501 | 1.3518 | 1.8537 | 0.78369 | 0.74315 | 1.0314 | 0.89841 | 0.90731 | 1.8443 | 1.0734 | 1.2074 | 0.59679 | 0.53796 | 0.92313 | 0.56268 | 0.74562 | 1.2554 | 1.1244 | 1.0754 | 0.77381 | 0.83067 | 1.2371 | 0.67689 | 1.0102 | 0.53202 | 0.68283 | 0.53202 | 0.89544 | 0.73376 | 0.58295 | 0.94884 | 1.3414 | 1.1694 | 1.5783 | 0.68827 | 0.65168 | 0.88654 | 0.79457 | 0.80446 | 1.5718 | 0.9345 | 1.0369 | 0.48456 | 0.43659 | 0.74315 | 0.45884 | 0.58592 | 1.0067 | 0.89742 | 0.85885 | 0.62745 | 0.66701 | 0.98543 | 0.54339 | 0.80891 | 0.43659 | 0.56713 | 0.43116 | 0.71843 | 0.59333 | 0.48653 | 0.75996 | 1.072 | 0.9345 | 1.2341 | 0.5607 | 0.52856 | 0.70359 | 0.65316 | 0.66305 | 1.2282 | 0.75156 | 0.82424
357 | 0.22554 | 1.2976 | 0.27636 | 0.36215 | 0.20864 | 0.7411 | 0.24121 | 0.2741 | 0.4469 | 1.8192 | 0.53012 | 0.681 | 0.5097 | 2.7674 | 0.62115 | 0.7737 | 0.75912 | 0.68623 | 1.1726 | 0.72342 | 0.99315 | 1.6184 | 1.4984 | 1.422 | 1.0204 | 1.0889 | 1.6467 | 0.88506 | 1.3269 | 0.67086 | 0.86523 | 0.69218 | 1.1731 | 0.9525 | 0.71896 | 1.2391 | 1.7746 | 1.551 | 2.1579 | 0.89002 | 0.84193 | 1.1969 | 1.0194 | 1.0115 | 2.1475 | 1.2183 | 1.4017 | 0.68078 | 0.61434 | 1.0626 | 0.64111 | 0.87118 | 1.4473 | 1.3011 | 1.245 | 0.88655 | 0.95646 | 1.4335 | 0.78044 | 1.1682 | 0.60244 | 0.76904 | 0.61136 | 1.0338 | 0.83994 | 0.654 | 1.0968 | 1.5544 | 1.3556 | 1.8589 | 0.7859 | 0.74524 | 1.0343 | 0.90093 | 0.90985 | 1.8495 | 1.0765 | 1.2108 | 0.59847 | 0.53947 | 0.92572 | 0.56426 | 0.74772 | 1.2589 | 1.1275 | 1.0784 | 0.77598 | 0.833 | 1.2406 | 0.6788 | 1.013 | 0.53352 | 0.68475 | 0.53352 | 0.89795 | 0.73582 | 0.58459 | 0.9515 | 1.3452 | 1.1726 | 1.5827 | 0.6902 | 0.65351 | 0.88903 | 0.7968 | 0.80672 | 1.5763 | 0.93713 | 1.0398 | 0.48592 | 0.43782 | 0.74524 | 0.46013 | 0.58756 | 1.0095 | 0.89994 | 0.86126 | 0.62921 | 0.66888 | 0.9882 | 0.54492 | 0.81118 | 0.43782 | 0.56872 | 0.43237 | 0.72045 | 0.595 | 0.4879 | 0.7621 | 1.075 | 0.93713 | 1.2376 | 0.56227 | 0.53005 | 0.70557 | 0.655 | 0.66491 | 1.2317 | 0.75367 | 0.82655
358 | 0.22676 | 1.3014 | 0.27784 | 0.3641 | 0.20949 | 0.7434 | 0.24235 | 0.2754 | 0.4486 | 1.8248 | 0.53228 | 0.684 | 0.5118 | 2.7756 | 0.6241 | 0.7778 | 0.76125 | 0.68816 | 1.1759 | 0.72545 | 0.99594 | 1.6229 | 1.5026 | 1.426 | 1.0233 | 1.0919 | 1.6513 | 0.88754 | 1.3306 | 0.67274 | 0.86765 | 0.69412 | 1.1764 | 0.95516 | 0.72097 | 1.2426 | 1.7796 | 1.5553 | 2.1639 | 0.89251 | 0.84428 | 1.2003 | 1.0223 | 1.0143 | 2.1535 | 1.2217 | 1.4056 | 0.68269 | 0.61606 | 1.0655 | 0.64291 | 0.87362 | 1.4514 | 1.3047 | 1.2485 | 0.88903 | 0.95914 | 1.4375 | 0.78263 | 1.1715 | 0.60413 | 0.77119 | 0.61308 | 1.0367 | 0.84229 | 0.65584 | 1.0999 | 1.5588 | 1.3594 | 1.8641 | 0.7881 | 0.74733 | 1.0372 | 0.90345 | 0.9124 | 1.8546 | 1.0795 | 1.2142 | 0.60015 | 0.54098 | 0.92831 | 0.56584 | 0.74981 | 1.2624 | 1.1307 | 1.0815 | 0.77815 | 0.83533 | 1.244 | 0.6807 | 1.0158 | 0.53501 | 0.68666 | 0.53501 | 0.90047 | 0.73788 | 0.58622 | 0.95417 | 1.349 | 1.1759 | 1.5871 | 0.69213 | 0.65534 | 0.89152 | 0.79904 | 0.80898 | 1.5807 | 0.93975 | 1.0427 | 0.48728 | 0.43905 | 0.74733 | 0.46142 | 0.58921 | 1.0123 | 0.90246 | 0.86368 | 0.63098 | 0.67075 | 0.99096 | 0.54645 | 0.81346 | 0.43905 | 0.57031 | 0.43358 | 0.72246 | 0.59667 | 0.48927 | 0.76423 | 1.078 | 0.93975 | 1.2411 | 0.56385 | 0.53153 | 0.70755 | 0.65683 | 0.66678 | 1.2351 | 0.75578 | 0.82887
359 | 0.22798 | 1.3053 | 0.27932 | 0.36605 | 0.21034 | 0.7457 | 0.2435 | 0.2767 | 0.4503 | 1.8304 | 0.53444 | 0.687 | 0.5139 | 2.7838 | 0.62705 | 0.7819 | 0.76337 | 0.69008 | 1.1792 | 0.72747 | 0.99872 | 1.6275 | 1.5068 | 1.43 | 1.0261 | 1.095 | 1.6559 | 0.89002 | 1.3343 | 0.67462 | 0.87008 | 0.69606 | 1.1797 | 0.95783 | 0.72299 | 1.246 | 1.7845 | 1.5597 | 2.17 | 0.89501 | 0.84664 | 1.2036 | 1.0251 | 1.0172 | 2.1595 | 1.2251 | 1.4096 | 0.68459 | 0.61778 | 1.0685 | 0.6447 | 0.87606 | 1.4554 | 1.3084 | 1.252 | 0.89152 | 0.96182 | 1.4415 | 0.78481 | 1.1747 | 0.60581 | 0.77335 | 0.61479 | 1.0396 | 0.84465 | 0.65767 | 1.1029 | 1.5631 | 1.3632 | 1.8693 | 0.7903 | 0.74941 | 1.0401 | 0.90598 | 0.91495 | 1.8598 | 1.0825 | 1.2176 | 0.60182 | 0.54249 | 0.93091 | 0.56742 | 0.75191 | 1.266 | 1.1338 | 1.0845 | 0.78033 | 0.83767 | 1.2475 | 0.6826 | 1.0187 | 0.53651 | 0.68858 | 0.53651 | 0.90298 | 0.73994 | 0.58786 | 0.95683 | 1.3527 | 1.1792 | 1.5916 | 0.69407 | 0.65717 | 0.89401 | 0.80127 | 0.81124 | 1.5851 | 0.94238 | 1.0456 | 0.48864 | 0.44027 | 0.74941 | 0.46271 | 0.59085 | 1.0152 | 0.90498 | 0.86609 | 0.63274 | 0.67263 | 0.99373 | 0.54797 | 0.81573 | 0.44027 | 0.57191 | 0.43479 | 0.72448 | 0.59833 | 0.49063 | 0.76637 | 1.081 | 0.94238 | 1.2445 | 0.56542 | 0.53302 | 0.70952 | 0.65867 | 0.66864 | 1.2386 | 0.75789 | 0.83118
360 | 0.2292 | 1.3091 | 0.2808 | 0.368 | 0.21119 | 0.748 | 0.24464 | 0.278 | 0.452 | 1.836 | 0.5366 | 0.69 | 0.516 | 2.792 | 0.63 | 0.786 | 0.7655 | 0.692 | 1.1825 | 0.7295 | 1.0015 | 1.632 | 1.511 | 1.434 | 1.029 | 1.098 | 1.6605 | 0.8925 | 1.338 | 0.6765 | 0.8725 | 0.698 | 1.183 | 0.9605 | 0.725 | 1.2495 | 1.7895 | 1.564 | 2.176 | 0.8975 | 0.849 | 1.207 | 1.028 | 1.02 | 2.1655 | 1.2285 | 1.4135 | 0.6865 | 0.6195 | 1.0715 | 0.6465 | 0.8785 | 1.4595 | 1.312 | 1.2555 | 0.894 | 0.9645 | 1.4455 | 0.787 | 1.178 | 0.6075 | 0.7755 | 0.6165 | 1.0425 | 0.847 | 0.6595 | 1.106 | 1.5675 | 1.367 | 1.8745 | 0.7925 | 0.7515 | 1.043 | 0.9085 | 0.9175 | 1.865 | 1.0855 | 1.221 | 0.6035 | 0.544 | 0.9335 | 0.569 | 0.754 | 1.2695 | 1.137 | 1.0875 | 0.7825 | 0.84 | 1.251 | 0.6845 | 1.0215 | 0.538 | 0.6905 | 0.538 | 0.9055 | 0.742 | 0.5895 | 0.9595 | 1.3565 | 1.1825 | 1.596 | 0.696 | 0.659 | 0.8965 | 0.8035 | 0.8135 | 1.5895 | 0.945 | 1.0485 | 0.49 | 0.4415 | 0.7515 | 0.464 | 0.5925 | 1.018 | 0.9075 | 0.8685 | 0.6345 | 0.6745 | 0.9965 | 0.5495 | 0.818 | 0.4415 | 0.5735 | 0.436 | 0.7265 | 0.6 | 0.492 | 0.7685 | 1.084 | 0.945 | 1.248 | 0.567 | 0.5345 | 0.7115 | 0.6605 | 0.6705 | 1.242 | 0.76 | 0.8335
361 | 0.23042 | 1.313 | 0.28228 | 0.36995 | 0.21203 | 0.7503 | 0.24578 | 0.2793 | 0.4537 | 1.8416 | 0.53876 | 0.693 | 0.5181 | 2.8002 | 0.63295 | 0.7901 | 0.76763 | 0.69392 | 1.1858 | 0.73153 | 1.0043 | 1.6365 | 1.5152 | 1.438 | 1.0319 | 1.1011 | 1.6651 | 0.89498 | 1.3417 | 0.67838 | 0.87492 | 0.69994 | 1.1863 | 0.96317 | 0.72701 | 1.253 | 1.7945 | 1.5683 | 2.182 | 0.89999 | 0.85136 | 1.2104 | 1.0309 | 1.0228 | 2.1715 | 1.2319 | 1.4174 | 0.68841 | 0.62122 | 1.0745 | 0.6483 | 0.88094 | 1.4636 | 1.3156 | 1.259 | 0.89648 | 0.96718 | 1.4495 | 0.78919 | 1.1813 | 0.60919 | 0.77765 | 0.61821 | 1.0454 | 0.84935 | 0.66133 | 1.1091 | 1.5719 | 1.3708 | 1.8797 | 0.7947 | 0.75359 | 1.0459 | 0.91102 | 0.92005 | 1.8702 | 1.0885 | 1.2244 | 0.60518 | 0.54551 | 0.93609 | 0.57058 | 0.75609 | 1.273 | 1.1402 | 1.0905 | 0.78467 | 0.84233 | 1.2545 | 0.6864 | 1.0243 | 0.53949 | 0.69242 | 0.53949 | 0.90802 | 0.74406 | 0.59114 | 0.96217 | 1.3603 | 1.1858 | 1.6004 | 0.69793 | 0.66083 | 0.89899 | 0.80573 | 0.81576 | 1.5939 | 0.94763 | 1.0514 | 0.49136 | 0.44273 | 0.75359 | 0.46529 | 0.59415 | 1.0208 | 0.91002 | 0.87091 | 0.63626 | 0.67637 | 0.99927 | 0.55103 | 0.82027 | 0.44273 | 0.57509 | 0.43721 | 0.72852 | 0.60167 | 0.49337 | 0.77063 | 1.087 | 0.94763 | 1.2515 | 0.56857 | 0.53598 | 0.71348 | 0.66233 | 0.67236 | 1.2455 | 0.76211 | 0.83582
362 | 0.23164 | 1.3168 | 0.28376 | 0.3719 | 0.21288 | 0.7526 | 0.24693 | 0.2806 | 0.4554 | 1.8472 | 0.54092 | 0.696 | 0.5202 | 2.8084 | 0.6359 | 0.7942 | 0.76975 | 0.69584 | 1.1891 | 0.73355 | 1.0071 | 1.6411 | 1.5194 | 1.442 | 1.0347 | 1.1041 | 1.6697 | 0.89746 | 1.3454 | 0.68026 | 0.87735 | 0.70188 | 1.1896 | 0.96584 | 0.72903 | 1.2564 | 1.7994 | 1.5727 | 2.1881 | 0.90249 | 0.85372 | 1.2137 | 1.0337 | 1.0257 | 2.1775 | 1.2353 | 1.4214 | 0.69031 | 0.62294 | 1.0775 | 0.65009 | 0.88338 | 1.4676 | 1.3193 | 1.2625 | 0.89897 | 0.96986 | 1.4535 | 0.79137 | 1.1845 | 0.61088 | 0.77981 | 0.61993 | 1.0483 | 0.85171 | 0.66316 | 1.1121 | 1.5762 | 1.3746 | 1.8849 | 0.7969 | 0.75568 | 1.0488 | 0.91355 | 0.9226 | 1.8754 | 1.0915 | 1.2278 | 0.60685 | 0.54702 | 0.93869 | 0.57216 | 0.75819 | 1.2766 | 1.1433 | 1.0935 | 0.78685 | 0.84467 | 1.2579 | 0.6883 | 1.0272 | 0.54099 | 0.69434 | 0.54099 | 0.91053 | 0.74612 | 0.59277 | 0.96483 | 1.364 | 1.1891 | 1.6049 | 0.69987 | 0.66266 | 0.90148 | 0.80796 | 0.81802 | 1.5983 | 0.95025 | 1.0543 | 0.49272 | 0.44395 | 0.75568 | 0.46658 | 0.59579 | 1.0237 | 0.91254 | 0.87333 | 0.63803 | 0.67825 | 1.002 | 0.55255 | 0.82254 | 0.44395 | 0.57669 | 0.43842 | 0.73054 | 0.60333 | 0.49473 | 0.77277 | 1.09 | 0.95025 | 1.2549 | 0.57015 | 0.53747 | 0.71545 | 0.66417 | 0.67423 | 1.2489 | 0.76422 | 0.83813
363 | 0.23286 | 1.3206 | 0.28524 | 0.37385 | 0.21373 | 0.7549 | 0.24807 | 0.2819 | 0.4571 | 1.8528 | 0.54308 | 0.699 | 0.5223 | 2.8166 | 0.63885 | 0.7983 | 0.77188 | 0.69777 | 1.1924 | 0.73558 | 1.0098 | 1.6456 | 1.5236 | 1.4459 | 1.0376 | 1.1072 | 1.6743 | 0.89994 | 1.3492 | 0.68214 | 0.87977 | 0.70382 | 1.1929 | 0.9685 | 0.73104 | 1.2599 | 1.8044 | 1.577 | 2.1941 | 0.90498 | 0.85608 | 1.2171 | 1.0366 | 1.0285 | 2.1835 | 1.2387 | 1.4253 | 0.69222 | 0.62466 | 1.0804 | 0.65189 | 0.88582 | 1.4717 | 1.3229 | 1.266 | 0.90145 | 0.97254 | 1.4575 | 0.79356 | 1.1878 | 0.61256 | 0.78196 | 0.62164 | 1.0512 | 0.85406 | 0.665 | 1.1152 | 1.5806 | 1.3784 | 1.8901 | 0.7991 | 0.75776 | 1.0517 | 0.91607 | 0.92515 | 1.8805 | 1.0945 | 1.2312 | 0.60853 | 0.54853 | 0.94128 | 0.57374 | 0.76028 | 1.2801 | 1.1465 | 1.0966 | 0.78902 | 0.847 | 1.2614 | 0.6902 | 1.03 | 0.54248 | 0.69625 | 0.54248 | 0.91305 | 0.74818 | 0.59441 | 0.9675 | 1.3678 | 1.1924 | 1.6093 | 0.7018 | 0.66449 | 0.90397 | 0.8102 | 0.82028 | 1.6027 | 0.95288 | 1.0572 | 0.49408 | 0.44518 | 0.75776 | 0.46787 | 0.59744 | 1.0265 | 0.91506 | 0.87574 | 0.63979 | 0.68012 | 1.0048 | 0.55408 | 0.82482 | 0.44518 | 0.57828 | 0.43963 | 0.73255 | 0.605 | 0.4961 | 0.7749 | 1.093 | 0.95288 | 1.2584 | 0.57172 | 0.53895 | 0.71743 | 0.666 | 0.67609 | 1.2524 | 0.76633 | 0.84045
364 | 0.23408 | 1.3245 | 0.28672 | 0.3758 | 0.21458 | 0.7572 | 0.24922 | 0.2832 | 0.4588 | 1.8584 | 0.54524 | 0.702 | 0.5244 | 2.8248 | 0.6418 | 0.8024 | 0.77401 | 0.69969 | 1.1956 | 0.73761 | 1.0126 | 1.6501 | 1.5278 | 1.4499 | 1.0404 | 1.1102 | 1.679 | 0.90242 | 1.3529 | 0.68402 | 0.88219 | 0.70576 | 1.1961 | 0.97117 | 0.73306 | 1.2634 | 1.8094 | 1.5814 | 2.2002 | 0.90747 | 0.85843 | 1.2204 | 1.0394 | 1.0313 | 2.1896 | 1.2422 | 1.4292 | 0.69413 | 0.62638 | 1.0834 | 0.65368 | 0.88826 | 1.4757 | 1.3266 | 1.2695 | 0.90393 | 0.97522 | 1.4616 | 0.79574 | 1.1911 | 0.61425 | 0.78412 | 0.62335 | 1.0541 | 0.85641 | 0.66683 | 1.1183 | 1.5849 | 1.3822 | 1.8953 | 0.80131 | 0.75985 | 1.0546 | 0.91859 | 0.92769 | 1.8857 | 1.0976 | 1.2346 | 0.61021 | 0.55004 | 0.94387 | 0.57532 | 0.76238 | 1.2836 | 1.1496 | 1.0996 | 0.79119 | 0.84933 | 1.2649 | 0.69211 | 1.0329 | 0.54398 | 0.69817 | 0.54398 | 0.91556 | 0.75024 | 0.59605 | 0.97016 | 1.3716 | 1.1956 | 1.6137 | 0.70373 | 0.66632 | 0.90646 | 0.81243 | 0.82254 | 1.6072 | 0.9555 | 1.0602 | 0.49544 | 0.44641 | 0.75985 | 0.46916 | 0.59908 | 1.0293 | 0.91758 | 0.87815 | 0.64155 | 0.68199 | 1.0076 | 0.55561 | 0.82709 | 0.44641 | 0.57987 | 0.44084 | 0.73457 | 0.60667 | 0.49747 | 0.77704 | 1.096 | 0.9555 | 1.2619 | 0.5733 | 0.54044 | 0.71941 | 0.66784 | 0.67795 | 1.2558 | 0.76844 | 0.84276
365 | 0.2353 | 1.3283 | 0.2882 | 0.37775 | 0.21542 | 0.7595 | 0.25036 | 0.2845 | 0.4605 | 1.864 | 0.5474 | 0.705 | 0.5265 | 2.833 | 0.64475 | 0.8065 | 0.77613 | 0.70161 | 1.1989 | 0.73963 | 1.0154 | 1.6547 | 1.532 | 1.4539 | 1.0433 | 1.1133 | 1.6836 | 0.9049 | 1.3566 | 0.6859 | 0.88462 | 0.70769 | 1.1994 | 0.97384 | 0.73507 | 1.2669 | 1.8144 | 1.5857 | 2.2062 | 0.90997 | 0.86079 | 1.2238 | 1.0423 | 1.0342 | 2.1956 | 1.2456 | 1.4331 | 0.69603 | 0.6281 | 1.0864 | 0.65548 | 0.8907 | 1.4798 | 1.3302 | 1.2729 | 0.90642 | 0.9779 | 1.4656 | 0.79793 | 1.1944 | 0.61594 | 0.78627 | 0.62506 | 1.057 | 0.85876 | 0.66866 | 1.1214 | 1.5893 | 1.386 | 1.9005 | 0.80351 | 0.76194 | 1.0575 | 0.92112 | 0.93024 | 1.8909 | 1.1006 | 1.238 | 0.61188 | 0.55156 | 0.94647 | 0.5769 | 0.76447 | 1.2871 | 1.1528 | 1.1026 | 0.79337 | 0.85167 | 1.2684 | 0.69401 | 1.0357 | 0.54547 | 0.70009 | 0.54547 | 0.91808 | 0.75231 | 0.59769 | 0.97283 | 1.3753 | 1.1989 | 1.6182 | 0.70567 | 0.66815 | 0.90895 | 0.81466 | 0.8248 | 1.6116 | 0.95813 | 1.0631 | 0.49681 | 0.44763 | 0.76194 | 0.47044 | 0.60073 | 1.0321 | 0.9201 | 0.88056 | 0.64331 | 0.68387 | 1.0103 | 0.55713 | 0.82936 | 0.44763 | 0.58147 | 0.44206 | 0.73659 | 0.60833 | 0.49883 | 0.77917 | 1.0991 | 0.95813 | 1.2653 | 0.57487 | 0.54192 | 0.72138 | 0.66967 | 0.67981 | 1.2593 | 0.77056 | 0.84508
366 | 0.23652 | 1.3321 | 0.28968 | 0.3797 | 0.21627 | 0.7618 | 0.2515 | 0.2858 | 0.4622 | 1.8696 | 0.54956 | 0.708 | 0.5286 | 2.8412 | 0.6477 | 0.8106 | 0.77826 | 0.70353 | 1.2022 | 0.74166 | 1.0182 | 1.6592 | 1.5362 | 1.4579 | 1.0462 | 1.1163 | 1.6882 | 0.90737 | 1.3603 | 0.68777 | 0.88704 | 0.70963 | 1.2027 | 0.97651 | 0.73708 | 1.2703 | 1.8193 | 1.5901 | 2.2123 | 0.91246 | 0.86315 | 1.2271 | 1.0451 | 1.037 | 2.2016 | 1.249 | 1.4371 | 0.69794 | 0.62983 | 1.0894 | 0.65727 | 0.89314 | 1.4838 | 1.3339 | 1.2764 | 0.9089 | 0.98058 | 1.4696 | 0.80012 | 1.1976 | 0.61763 | 0.78842 | 0.62678 | 1.0599 | 0.86112 | 0.67049 | 1.1244 | 1.5936 | 1.3898 | 1.9057 | 0.80571 | 0.76403 | 1.0604 | 0.92364 | 0.93279 | 1.8961 | 1.1036 | 1.2413 | 0.61356 | 0.55307 | 0.94906 | 0.57848 | 0.76657 | 1.2907 | 1.1559 | 1.1056 | 0.79554 | 0.854 | 1.2718 | 0.69591 | 1.0385 | 0.54697 | 0.70201 | 0.54697 | 0.92059 | 0.75437 | 0.59932 | 0.97549 | 1.3791 | 1.2022 | 1.6226 | 0.7076 | 0.66998 | 0.91144 | 0.81689 | 0.82706 | 1.616 | 0.96075 | 1.066 | 0.49817 | 0.44886 | 0.76402 | 0.47173 | 0.60238 | 1.035 | 0.92262 | 0.88298 | 0.64508 | 0.68574 | 1.0131 | 0.55866 | 0.83163 | 0.44886 | 0.58306 | 0.44327 | 0.73861 | 0.61 | 0.5002 | 0.78131 | 1.1021 | 0.96075 | 1.2688 | 0.57645 | 0.54341 | 0.72336 | 0.67151 | 0.68168 | 1.2627 | 0.77267 | 0.84739
367 | 0.23774 | 1.336 | 0.29116 | 0.38165 | 0.21712 | 0.7641 | 0.25265 | 0.2871 | 0.4639 | 1.8752 | 0.55172 | 0.711 | 0.5307 | 2.8494 | 0.65065 | 0.8147 | 0.78039 | 0.70546 | 1.2055 | 0.74368 | 1.021 | 1.6637 | 1.5404 | 1.4619 | 1.049 | 1.1194 | 1.6928 | 0.90985 | 1.364 | 0.68965 | 0.88947 | 0.71157 | 1.206 | 0.97918 | 0.7391 | 1.2738 | 1.8243 | 1.5944 | 2.2183 | 0.91495 | 0.86551 | 1.2305 | 1.048 | 1.0398 | 2.2076 | 1.2524 | 1.441 | 0.69985 | 0.63155 | 1.0923 | 0.65907 | 0.89558 | 1.4879 | 1.3375 | 1.2799 | 0.91138 | 0.98325 | 1.4736 | 0.8023 | 1.2009 | 0.61931 | 0.79058 | 0.62849 | 1.0628 | 0.86347 | 0.67232 | 1.1275 | 1.598 | 1.3936 | 1.9109 | 0.80791 | 0.76611 | 1.0633 | 0.92617 | 0.93534 | 1.9013 | 1.1066 | 1.2447 | 0.61523 | 0.55458 | 0.95165 | 0.58006 | 0.76866 | 1.2942 | 1.1591 | 1.1086 | 0.79772 | 0.85633 | 1.2753 | 0.69781 | 1.0414 | 0.54846 | 0.70393 | 0.54846 | 0.92311 | 0.75643 | 0.60096 | 0.97816 | 1.3829 | 1.2055 | 1.627 | 0.70953 | 0.67181 | 0.91393 | 0.81912 | 0.82932 | 1.6204 | 0.96338 | 1.0689 | 0.49953 | 0.45008 | 0.76611 | 0.47302 | 0.60402 | 1.0378 | 0.92515 | 0.88539 | 0.64684 | 0.68762 | 1.0159 | 0.56018 | 0.83391 | 0.45008 | 0.58465 | 0.44448 | 0.74063 | 0.61167 | 0.50157 | 0.78344 | 1.1051 | 0.96338 | 1.2723 | 0.57802 | 0.54489 | 0.72533 | 0.67334 | 0.68354 | 1.2662 | 0.77478 | 0.84971
368 | 0.23896 | 1.3398 | 0.29264 | 0.3836 | 0.21797 | 0.7664 | 0.25379 | 0.2884 | 0.4656 | 1.8808 | 0.55388 | 0.714 | 0.5328 | 2.8576 | 0.6536 | 0.8188 | 0.78251 | 0.70738 | 1.2088 | 0.74571 | 1.0238 | 1.6683 | 1.5446 | 1.4659 | 1.0519 | 1.1224 | 1.6974 | 0.91233 | 1.3677 | 0.69153 | 0.89189 | 0.71351 | 1.2093 | 0.98184 | 0.74111 | 1.2773 | 1.8293 | 1.5988 | 2.2244 | 0.91744 | 0.86787 | 1.2338 | 1.0508 | 1.0427 | 2.2136 | 1.2558 | 1.4449 | 0.70176 | 0.63327 | 1.0953 | 0.66087 | 0.89802 | 1.4919 | 1.3412 | 1.2834 | 0.91387 | 0.98593 | 1.4776 | 0.80449 | 1.2042 | 0.621 | 0.79273 | 0.6302 | 1.0657 | 0.86582 | 0.67416 | 1.1306 | 1.6023 | 1.3974 | 1.9162 | 0.81011 | 0.7682 | 1.0662 | 0.92869 | 0.93789 | 1.9064 | 1.1096 | 1.2481 | 0.61691 | 0.55609 | 0.95424 | 0.58164 | 0.77076 | 1.2977 | 1.1623 | 1.1117 | 0.79989 | 0.85867 | 1.2788 | 0.69971 | 1.0442 | 0.54996 | 0.70584 | 0.54996 | 0.92562 | 0.75849 | 0.6026 | 0.98082 | 1.3866 | 1.2088 | 1.6315 | 0.71147 | 0.67364 | 0.91642 | 0.82136 | 0.83158 | 1.6248 | 0.966 | 1.0718 | 0.50089 | 0.45131 | 0.7682 | 0.47431 | 0.60567 | 1.0406 | 0.92767 | 0.8878 | 0.6486 | 0.68949 | 1.0186 | 0.56171 | 0.83618 | 0.45131 | 0.58624 | 0.44569 | 0.74264 | 0.61333 | 0.50293 | 0.78558 | 1.1081 | 0.966 | 1.2757 | 0.5796 | 0.54638 | 0.72731 | 0.67518 | 0.6854 | 1.2696 | 0.77689 | 0.85202
369 | 0.24018 | 1.3437 | 0.29412 | 0.38555 | 0.21881 | 0.7687 | 0.25494 | 0.2897 | 0.4673 | 1.8864 | 0.55604 | 0.717 | 0.5349 | 2.8658 | 0.65655 | 0.8229 | 0.78464 | 0.7093 | 1.2121 | 0.74774 | 1.0265 | 1.6728 | 1.5488 | 1.4698 | 1.0547 | 1.1255 | 1.702 | 0.91481 | 1.3715 | 0.69341 | 0.89431 | 0.71545 | 1.2126 | 0.98451 | 0.74313 | 1.2807 | 1.8342 | 1.6031 | 2.2304 | 0.91994 | 0.87023 | 1.2372 | 1.0537 | 1.0455 | 2.2196 | 1.2592 | 1.4488 | 0.70366 | 0.63499 | 1.0983 | 0.66266 | 0.90046 | 1.496 | 1.3448 | 1.2869 | 0.91635 | 0.98861 | 1.4816 | 0.80668 | 1.2074 | 0.62269 | 0.79489 | 0.63191 | 1.0686 | 0.86818 | 0.67599 | 1.1336 | 1.6067 | 1.4012 | 1.9214 | 0.81231 | 0.77029 | 1.0691 | 0.93121 | 0.94044 | 1.9116 | 1.1126 | 1.2515 | 0.61859 | 0.5576 | 0.95684 | 0.58323 | 0.77285 | 1.3012 | 1.1654 | 1.1147 | 0.80206 | 0.861 | 1.2823 | 0.70161 | 1.047 | 0.55145 | 0.70776 | 0.55145 | 0.92814 | 0.76055 | 0.60424 | 0.98349 | 1.3904 | 1.2121 | 1.6359 | 0.7134 | 0.67547 | 0.91891 | 0.82359 | 0.83384 | 1.6292 | 0.96863 | 1.0747 | 0.50225 | 0.45254 | 0.77029 | 0.4756 | 0.60731 | 1.0435 | 0.93019 | 0.89021 | 0.65036 | 0.69136 | 1.0214 | 0.56324 | 0.83845 | 0.45254 | 0.58784 | 0.4469 | 0.74466 | 0.615 | 0.5043 | 0.78771 | 1.1111 | 0.96863 | 1.2792 | 0.58117 | 0.54786 | 0.72929 | 0.67701 | 0.68726 | 1.2731 | 0.779 | 0.85434
370 | 0.2414 | 1.3475 | 0.2956 | 0.3875 | 0.21966 | 0.771 | 0.25608 | 0.291 | 0.469 | 1.892 | 0.5582 | 0.72 | 0.537 | 2.874 | 0.6595 | 0.827 | 0.78676 | 0.71122 | 1.2153 | 0.74976 | 1.0293 | 1.6773 | 1.553 | 1.4738 | 1.0576 | 1.1285 | 1.7066 | 0.91729 | 1.3752 | 0.69529 | 0.89674 | 0.71739 | 1.2159 | 0.98718 | 0.74514 | 1.2842 | 1.8392 | 1.6074 | 2.2364 | 0.92243 | 0.87258 | 1.2405 | 1.0566 | 1.0483 | 2.2257 | 1.2626 | 1.4528 | 0.70557 | 0.63671 | 1.1013 | 0.66446 | 0.9029 | 1.5 | 1.3484 | 1.2904 | 0.91883 | 0.99129 | 1.4857 | 0.80886 | 1.2107 | 0.62438 | 0.79704 | 0.63363 | 1.0715 | 0.87053 | 0.67782 | 1.1367 | 1.611 | 1.405 | 1.9266 | 0.81451 | 0.77238 | 1.072 | 0.93374 | 0.94299 | 1.9168 | 1.1157 | 1.2549 | 0.62026 | 0.55911 | 0.95943 | 0.58481 | 0.77494 | 1.3048 | 1.1686 | 1.1177 | 0.80424 | 0.86333 | 1.2857 | 0.70351 | 1.0499 | 0.55294 | 0.70968 | 0.55294 | 0.93065 | 0.76261 | 0.60587 | 0.98615 | 1.3942 | 1.2153 | 1.6403 | 0.71533 | 0.67731 | 0.9214 | 0.82582 | 0.8361 | 1.6337 | 0.97125 | 1.0776 | 0.50361 | 0.45376 | 0.77237 | 0.47689 | 0.60896 | 1.0463 | 0.93271 | 0.89263 | 0.65213 | 0.69324 | 1.0242 | 0.56476 | 0.84072 | 0.45376 | 0.58943 | 0.44811 | 0.74668 | 0.61667 | 0.50567 | 0.78985 | 1.1141 | 0.97125 | 1.2827 | 0.58275 | 0.54935 | 0.73126 | 0.67885 | 0.68913 | 1.2765 | 0.78111 | 0.85665
371 | 0.24262 | 1.3513 | 0.29708 | 0.38945 | 0.22051 | 0.7733 | 0.25722 | 0.2923 | 0.4707 | 1.8976 | 0.56036 | 0.723 | 0.5391 | 2.8822 | 0.66245 | 0.8311 | 0.78889 | 0.71314 | 1.2186 | 0.75179 | 1.0321 | 1.6819 | 1.5572 | 1.4778 | 1.0604 | 1.1316 | 1.7112 | 0.91977 | 1.3789 | 0.69717 | 0.89916 | 0.71933 | 1.2191 | 0.98985 | 0.74715 | 1.2877 | 1.8442 | 1.6118 | 2.2425 | 0.92492 | 0.87494 | 1.2439 | 1.0594 | 1.0512 | 2.2317 | 1.266 | 1.4567 | 0.70748 | 0.63843 | 1.1042 | 0.66625 | 0.90534 | 1.5041 | 1.3521 | 1.2939 | 0.92132 | 0.99397 | 1.4897 | 0.81105 | 1.214 | 0.62606 | 0.7992 | 0.63534 | 1.0744 | 0.87288 | 0.67965 | 1.1398 | 1.6154 | 1.4088 | 1.9318 | 0.81672 | 0.77446 | 1.0749 | 0.93626 | 0.94553 | 1.922 | 1.1187 | 1.2583 | 0.62194 | 0.56062 | 0.96202 | 0.58639 | 0.77704 | 1.3083 | 1.1717 | 1.1207 | 0.80641 | 0.86567 | 1.2892 | 0.70542 | 1.0527 | 0.55444 | 0.7116 | 0.55444 | 0.93317 | 0.76467 | 0.60751 | 0.98882 | 1.3979 | 1.2186 | 1.6448 | 0.71727 | 0.67914 | 0.92389 | 0.82805 | 0.83836 | 1.6381 | 0.97388 | 1.0805 | 0.50497 | 0.45499 | 0.77446 | 0.47818 | 0.6106 | 1.0491 | 0.93523 | 0.89504 | 0.65389 | 0.69511 | 1.0269 | 0.56629 | 0.84299 | 0.45499 | 0.59102 | 0.44932 | 0.7487 | 0.61833 | 0.50703 | 0.79198 | 1.1171 | 0.97388 | 1.2861 | 0.58432 | 0.55083 | 0.73324 | 0.68068 | 0.69099 | 1.28 | 0.78322 | 0.85897
372 | 0.24384 | 1.3552 | 0.29856 | 0.3914 | 0.22136 | 0.7756 | 0.25837 | 0.2936 | 0.4724 | 1.9032 | 0.56252 | 0.726 | 0.5412 | 2.8904 | 0.6654 | 0.8352 | 0.79102 | 0.71507 | 1.2219 | 0.75382 | 1.0349 | 1.6864 | 1.5614 | 1.4818 | 1.0633 | 1.1346 | 1.7159 | 0.92225 | 1.3826 | 0.69905 | 0.90158 | 0.72127 | 1.2224 | 0.99252 | 0.74917 | 1.2911 | 1.8491 | 1.6161 | 2.2485 | 0.92742 | 0.8773 | 1.2472 | 1.0623 | 1.054 | 2.2377 | 1.2695 | 1.4606 | 0.70938 | 0.64015 | 1.1072 | 0.66805 | 0.90778 | 1.5082 | 1.3557 | 1.2974 | 0.9238 | 0.99665 | 1.4937 | 0.81323 | 1.2173 | 0.62775 | 0.80135 | 0.63705 | 1.0772 | 0.87523 | 0.68148 | 1.1429 | 1.6197 | 1.4126 | 1.937 | 0.81892 | 0.77655 | 1.0778 | 0.93878 | 0.94808 | 1.9272 | 1.1217 | 1.2617 | 0.62362 | 0.56213 | 0.96462 | 0.58797 | 0.77913 | 1.3118 | 1.1749 | 1.1238 | 0.80858 | 0.868 | 1.2927 | 0.70732 | 1.0556 | 0.55593 | 0.71352 | 0.55593 | 0.93568 | 0.76673 | 0.60915 | 0.99148 | 1.4017 | 1.2219 | 1.6492 | 0.7192 | 0.68097 | 0.92638 | 0.83028 | 0.84062 | 1.6425 | 0.9765 | 1.0835 | 0.50633 | 0.45622 | 0.77655 | 0.47947 | 0.61225 | 1.0519 | 0.93775 | 0.89745 | 0.65565 | 0.69698 | 1.0297 | 0.56782 | 0.84527 | 0.45622 | 0.59262 | 0.45053 | 0.75072 | 0.62 | 0.5084 | 0.79412 | 1.1201 | 0.9765 | 1.2896 | 0.5859 | 0.55232 | 0.73522 | 0.68252 | 0.69285 | 1.2834 | 0.78533 | 0.86128
373 | 0.24506 | 1.359 | 0.30004 | 0.39335 | 0.2222 | 0.7779 | 0.25951 | 0.2949 | 0.4741 | 1.9088 | 0.56468 | 0.729 | 0.5433 | 2.8986 | 0.66835 | 0.8393 | 0.79314 | 0.71699 | 1.2252 | 0.75584 | 1.0377 | 1.6909 | 1.5656 | 1.4858 | 1.0662 | 1.1377 | 1.7205 | 0.92473 | 1.3863 | 0.70093 | 0.90401 | 0.72321 | 1.2257 | 0.99518 | 0.75118 | 1.2946 | 1.8541 | 1.6205 | 2.2546 | 0.92991 | 0.87966 | 1.2506 | 1.0651 | 1.0568 | 2.2437 | 1.2729 | 1.4645 | 0.71129 | 0.64187 | 1.1102 | 0.66985 | 0.91022 | 1.5122 | 1.3594 | 1.3008 | 0.92628 | 0.99933 | 1.4977 | 0.81542 | 1.2205 | 0.62944 | 0.8035 | 0.63876 | 1.0801 | 0.87759 | 0.68332 | 1.1459 | 1.6241 | 1.4164 | 1.9422 | 0.82112 | 0.77864 | 1.0807 | 0.94131 | 0.95063 | 1.9323 | 1.1247 | 1.2651 | 0.62529 | 0.56364 | 0.96721 | 0.58955 | 0.78123 | 1.3153 | 1.1781 | 1.1268 | 0.81076 | 0.87033 | 1.2962 | 0.70922 | 1.0584 | 0.55743 | 0.71543 | 0.55743 | 0.9382 | 0.76879 | 0.61079 | 0.99415 | 1.4055 | 1.2252 | 1.6536 | 0.72113 | 0.6828 | 0.92887 | 0.83252 | 0.84288 | 1.6469 | 0.97913 | 1.0864 | 0.50769 | 0.45744 | 0.77864 | 0.48076 | 0.6139 | 1.0548 | 0.94027 | 0.89986 | 0.65741 | 0.69886 | 1.0325 | 0.56934 | 0.84754 | 0.45744 | 0.59421 | 0.45174 | 0.75273 | 0.62167 | 0.50977 | 0.79625 | 1.1231 | 0.97913 | 1.2931 | 0.58747 | 0.5538 | 0.73719 | 0.68435 | 0.69471 | 1.2869 | 0.78744 | 0.8636
374 | 0.24628 | 1.3628 | 0.30152 | 0.3953 | 0.22305 | 0.7802 | 0.26066 | 0.2962 | 0.4758 | 1.9144 | 0.56684 | 0.732 | 0.5454 | 2.9068 | 0.6713 | 0.8434 | 0.79527 | 0.71891 | 1.2285 | 0.75787 | 1.0404 | 1.6955 | 1.5698 | 1.4898 | 1.069 | 1.1407 | 1.7251 | 0.92721 | 1.39 | 0.70281 | 0.90643 | 0.72514 | 1.229 | 0.99785 | 0.75319 | 1.2981 | 1.8591 | 1.6248 | 2.2606 | 0.9324 | 0.88202 | 1.2539 | 1.068 | 1.0597 | 2.2497 | 1.2763 | 1.4685 | 0.7132 | 0.64359 | 1.1132 | 0.67164 | 0.91266 | 1.5163 | 1.363 | 1.3043 | 0.92877 | 1.002 | 1.5017 | 0.81761 | 1.2238 | 0.63113 | 0.80566 | 0.64048 | 1.083 | 0.87994 | 0.68515 | 1.149 | 1.6285 | 1.4202 | 1.9474 | 0.82332 | 0.78073 | 1.0836 | 0.94383 | 0.95318 | 1.9375 | 1.1277 | 1.2685 | 0.62697 | 0.56516 | 0.9698 | 0.59113 | 0.78332 | 1.3189 | 1.1812 | 1.1298 | 0.81293 | 0.87267 | 1.2996 | 0.71112 | 1.0612 | 0.55892 | 0.71735 | 0.55892 | 0.94071 | 0.77086 | 0.61242 | 0.99681 | 1.4093 | 1.2285 | 1.6581 | 0.72307 | 0.68463 | 0.93136 | 0.83475 | 0.84514 | 1.6513 | 0.98175 | 1.0893 | 0.50906 | 0.45867 | 0.78072 | 0.48204 | 0.61554 | 1.0576 | 0.94279 | 0.90228 | 0.65918 | 0.70073 | 1.0353 | 0.57087 | 0.84981 | 0.45867 | 0.5958 | 0.45296 | 0.75475 | 0.62333 | 0.51113 | 0.79839 | 1.1262 | 0.98175 | 1.2965 | 0.58905 | 0.55529 | 0.73917 | 0.68619 | 0.69658 | 1.2903 | 0.78956 | 0.86591
375 | 0.2475 | 1.3667 | 0.303 | 0.39725 | 0.2239 | 0.7825 | 0.2618 | 0.2975 | 0.4775 | 1.92 | 0.569 | 0.735 | 0.5475 | 2.915 | 0.67425 | 0.8475 | 0.7974 | 0.72083 | 1.2318 | 0.7599 | 1.0432 | 1.7 | 1.574 | 1.4937 | 1.0719 | 1.1438 | 1.7297 | 0.92969 | 1.3938 | 0.70469 | 0.90885 | 0.72708 | 1.2323 | 1.0005 | 0.75521 | 1.3016 | 1.8641 | 1.6292 | 2.2667 | 0.9349 | 0.88438 | 1.2573 | 1.0708 | 1.0625 | 2.2557 | 1.2797 | 1.4724 | 0.7151 | 0.64531 | 1.1161 | 0.67344 | 0.9151 | 1.5203 | 1.3667 | 1.3078 | 0.93125 | 1.0047 | 1.5057 | 0.81979 | 1.2271 | 0.63281 | 0.80781 | 0.64219 | 1.0859 | 0.88229 | 0.68698 | 1.1521 | 1.6328 | 1.424 | 1.9526 | 0.82552 | 0.78281 | 1.0865 | 0.94635 | 0.95573 | 1.9427 | 1.1307 | 1.2719 | 0.62865 | 0.56667 | 0.9724 | 0.59271 | 0.78542 | 1.3224 | 1.1844 | 1.1328 | 0.8151 | 0.875 | 1.3031 | 0.71302 | 1.0641 | 0.56042 | 0.71927 | 0.56042 | 0.94323 | 0.77292 | 0.61406 | 0.99948 | 1.413 | 1.2318 | 1.6625 | 0.725 | 0.68646 | 0.93385 | 0.83698 | 0.8474 | 1.6557 | 0.98438 | 1.0922 | 0.51042 | 0.4599 | 0.78281 | 0.48333 | 0.61719 | 1.0604 | 0.94531 | 0.90469 | 0.66094 | 0.7026 | 1.038 | 0.5724 | 0.85208 | 0.4599 | 0.5974 | 0.45417 | 0.75677 | 0.625 | 0.5125 | 0.80052 | 1.1292 | 0.98438 | 1.3 | 0.59062 | 0.55677 | 0.74115 | 0.68802 | 0.69844 | 1.2938 | 0.79167 | 0.86823
376 | 0.24872 | 1.3705 | 0.30448 | 0.3992 | 0.22475 | 0.7848 | 0.26294 | 0.2988 | 0.4792 | 1.9256 | 0.57116 | 0.738 | 0.5496 | 2.9232 | 0.6772 | 0.8516 | 0.79952 | 0.72276 | 1.2351 | 0.76192 | 1.046 | 1.7045 | 1.5782 | 1.4977 | 1.0747 | 1.1468 | 1.7343 | 0.93217 | 1.3975 | 0.70657 | 0.91128 | 0.72902 | 1.2356 | 1.0032 | 0.75722 | 1.305 | 1.869 | 1.6335 | 2.2727 | 0.93739 | 0.88673 | 1.2606 | 1.0737 | 1.0653 | 2.2617 | 1.2831 | 1.4763 | 0.71701 | 0.64703 | 1.1191 | 0.67523 | 0.91754 | 1.5244 | 1.3703 | 1.3113 | 0.93373 | 1.0074 | 1.5097 | 0.82198 | 1.2304 | 0.6345 | 0.80997 | 0.6439 | 1.0888 | 0.88464 | 0.68881 | 1.1552 | 1.6372 | 1.4278 | 1.9578 | 0.82772 | 0.7849 | 1.0894 | 0.94888 | 0.95828 | 1.9479 | 1.1337 | 1.2753 | 0.63032 | 0.56818 | 0.97499 | 0.59429 | 0.78751 | 1.3259 | 1.1875 | 1.1358 | 0.81728 | 0.87733 | 1.3066 | 0.71492 | 1.0669 | 0.56191 | 0.72119 | 0.56191 | 0.94574 | 0.77498 | 0.6157 | 1.0021 | 1.4168 | 1.2351 | 1.6669 | 0.72693 | 0.68829 | 0.93634 | 0.83921 | 0.84966 | 1.6601 | 0.987 | 1.0951 | 0.51178 | 0.46112 | 0.7849 | 0.48462 | 0.61883 | 1.0632 | 0.94783 | 0.9071 | 0.6627 | 0.70448 | 1.0408 | 0.57392 | 0.85436 | 0.46112 | 0.59899 | 0.45538 | 0.75879 | 0.62667 | 0.51387 | 0.80266 | 1.1322 | 0.987 | 1.3035 | 0.5922 | 0.55826 | 0.74312 | 0.68986 | 0.7003 | 1.2972 | 0.79378 | 0.87054
377 | 0.24994 | 1.3744 | 0.30596 | 0.40115 | 0.22559 | 0.7871 | 0.26409 | 0.3001 | 0.4809 | 1.9312 | 0.57332 | 0.741 | 0.5517 | 2.9314 | 0.68015 | 0.8557 | 0.80165 | 0.72468 | 1.2383 | 0.76395 | 1.0488 | 1.7091 | 1.5824 | 1.5017 | 1.0776 | 1.1499 | 1.7389 | 0.93465 | 1.4012 | 0.70845 | 0.9137 | 0.73096 | 1.2389 | 1.0059 | 0.75924 | 1.3085 | 1.874 | 1.6379 | 2.2788 | 0.93988 | 0.88909 | 1.264 | 1.0765 | 1.0682 | 2.2678 | 1.2865 | 1.4802 | 0.71892 | 0.64875 | 1.1221 | 0.67703 | 0.91998 | 1.5284 | 1.374 | 1.3148 | 0.93622 | 1.01 | 1.5138 | 0.82416 | 1.2336 | 0.63619 | 0.81212 | 0.64561 | 1.0917 | 0.887 | 0.69064 | 1.1582 | 1.6415 | 1.4316 | 1.963 | 0.82992 | 0.78699 | 1.0923 | 0.9514 | 0.96083 | 1.9531 | 1.1368 | 1.2787 | 0.632 | 0.56969 | 0.97758 | 0.59587 | 0.78961 | 1.3294 | 1.1907 | 1.1389 | 0.81945 | 0.87967 | 1.3101 | 0.71682 | 1.0697 | 0.56341 | 0.72311 | 0.56341 | 0.94826 | 0.77704 | 0.61734 | 1.0048 | 1.4206 | 1.2383 | 1.6714 | 0.72887 | 0.69012 | 0.93883 | 0.84144 | 0.85192 | 1.6646 | 0.98963 | 1.098 | 0.51314 | 0.46235 | 0.78699 | 0.48591 | 0.62048 | 1.0661 | 0.95035 | 0.90951 | 0.66446 | 0.70635 | 1.0436 | 0.57545 | 0.85663 | 0.46235 | 0.60058 | 0.45659 | 0.76081 | 0.62833 | 0.51523 | 0.80479 | 1.1352 | 0.98963 | 1.3069 | 0.59377 | 0.55974 | 0.7451 | 0.69169 | 0.70216 | 1.3007 | 0.79589 | 0.87286
378 | 0.25116 | 1.3782 | 0.30744 | 0.4031 | 0.22644 | 0.7894 | 0.26523 | 0.3014 | 0.4826 | 1.9368 | 0.57548 | 0.744 | 0.5538 | 2.9396 | 0.6831 | 0.8598 | 0.80378 | 0.7266 | 1.2416 | 0.76598 | 1.0516 | 1.7136 | 1.5866 | 1.5057 | 1.0805 | 1.1529 | 1.7435 | 0.93712 | 1.4049 | 0.71032 | 0.91612 | 0.7329 | 1.2421 | 1.0085 | 0.76125 | 1.312 | 1.879 | 1.6422 | 2.2848 | 0.94237 | 0.89145 | 1.2674 | 1.0794 | 1.071 | 2.2738 | 1.2899 | 1.4842 | 0.72082 | 0.65048 | 1.1251 | 0.67882 | 0.92242 | 1.5325 | 1.3776 | 1.3183 | 0.9387 | 1.0127 | 1.5178 | 0.82635 | 1.2369 | 0.63788 | 0.81427 | 0.64733 | 1.0946 | 0.88935 | 0.69248 | 1.1613 | 1.6459 | 1.4353 | 1.9682 | 0.83213 | 0.78908 | 1.0951 | 0.95393 | 0.96338 | 1.9583 | 1.1398 | 1.282 | 0.63368 | 0.5712 | 0.98017 | 0.59745 | 0.7917 | 1.333 | 1.1938 | 1.1419 | 0.82162 | 0.882 | 1.3135 | 0.71873 | 1.0726 | 0.5649 | 0.72502 | 0.5649 | 0.95077 | 0.7791 | 0.61897 | 1.0075 | 1.4243 | 1.2416 | 1.6758 | 0.7308 | 0.69195 | 0.94132 | 0.84368 | 0.85418 | 1.669 | 0.99225 | 1.1009 | 0.5145 | 0.46358 | 0.78907 | 0.4872 | 0.62213 | 1.0689 | 0.95287 | 0.91193 | 0.66623 | 0.70822 | 1.0463 | 0.57697 | 0.8589 | 0.46357 | 0.60217 | 0.4578 | 0.76283 | 0.63 | 0.5166 | 0.80693 | 1.1382 | 0.99225 | 1.3104 | 0.59535 | 0.56122 | 0.74708 | 0.69353 | 0.70403 | 1.3041 | 0.798 | 0.87518
379 | 0.25238 | 1.382 | 0.30892 | 0.40505 | 0.22729 | 0.7917 | 0.26638 | 0.3027 | 0.4843 | 1.9424 | 0.57764 | 0.747 | 0.5559 | 2.9478 | 0.68605 | 0.8639 | 0.8059 | 0.72852 | 1.2449 | 0.768 | 1.0544 | 1.7181 | 1.5907 | 1.5097 | 1.0833 | 1.156 | 1.7481 | 0.9396 | 1.4086 | 0.7122 | 0.91855 | 0.73484 | 1.2454 | 1.0112 | 0.76326 | 1.3154 | 1.8839 | 1.6465 | 2.2908 | 0.94487 | 0.89381 | 1.2707 | 1.0823 | 1.0738 | 2.2798 | 1.2933 | 1.4881 | 0.72273 | 0.6522 | 1.1281 | 0.68062 | 0.92487 | 1.5365 | 1.3812 | 1.3218 | 0.94118 | 1.0154 | 1.5218 | 0.82854 | 1.2402 | 0.63956 | 0.81643 | 0.64904 | 1.0975 | 0.8917 | 0.69431 | 1.1644 | 1.6502 | 1.4391 | 1.9734 | 0.83433 | 0.79116 | 1.098 | 0.95645 | 0.96592 | 1.9634 | 1.1428 | 1.2854 | 0.63535 | 0.57271 | 0.98277 | 0.59903 | 0.79379 | 1.3365 | 1.197 | 1.1449 | 0.8238 | 0.88433 | 1.317 | 0.72063 | 1.0754 | 0.56639 | 0.72694 | 0.56639 | 0.95329 | 0.78116 | 0.62061 | 1.0101 | 1.4281 | 1.2449 | 1.6802 | 0.73273 | 0.69378 | 0.94381 | 0.84591 | 0.85644 | 1.6734 | 0.99488 | 1.1038 | 0.51586 | 0.4648 | 0.79116 | 0.48849 | 0.62377 | 1.0717 | 0.9554 | 0.91434 | 0.66799 | 0.7101 | 1.0491 | 0.5785 | 0.86117 | 0.4648 | 0.60377 | 0.45901 | 0.76484 | 0.63167 | 0.51797 | 0.80906 | 1.1412 | 0.99488 | 1.3139 | 0.59692 | 0.56271 | 0.74905 | 0.69536 | 0.70589 | 1.3076 | 0.80011 | 0.87749
380 | 0.2536 | 1.3859 | 0.3104 | 0.407 | 0.22814 | 0.794 | 0.26752 | 0.304 | 0.486 | 1.948 | 0.5798 | 0.75 | 0.558 | 2.956 | 0.689 | 0.868 | 0.80803 | 0.73044 | 1.2482 | 0.77003 | 1.0571 | 1.7227 | 1.5949 | 1.5137 | 1.0862 | 1.159 | 1.7528 | 0.94208 | 1.4123 | 0.71408 | 0.92097 | 0.73678 | 1.2487 | 1.0139 | 0.76528 | 1.3189 | 1.8889 | 1.6509 | 2.2969 | 0.94736 | 0.89617 | 1.2741 | 1.0851 | 1.0767 | 2.2858 | 1.2968 | 1.492 | 0.72464 | 0.65392 | 1.131 | 0.68242 | 0.92731 | 1.5406 | 1.3849 | 1.3253 | 0.94367 | 1.0181 | 1.5258 | 0.83072 | 1.2434 | 0.64125 | 0.81858 | 0.65075 | 1.1004 | 0.89406 | 0.69614 | 1.1674 | 1.6546 | 1.4429 | 1.9786 | 0.83653 | 0.79325 | 1.1009 | 0.95897 | 0.96847 | 1.9686 | 1.1458 | 1.2888 | 0.63703 | 0.57422 | 0.98536 | 0.60061 | 0.79589 | 1.34 | 1.2002 | 1.1479 | 0.82597 | 0.88667 | 1.3205 | 0.72253 | 1.0783 | 0.56789 | 0.72886 | 0.56789 | 0.95581 | 0.78322 | 0.62225 | 1.0128 | 1.4319 | 1.2482 | 1.6847 | 0.73467 | 0.69561 | 0.94631 | 0.84814 | 0.85869 | 1.6778 | 0.9975 | 1.1068 | 0.51722 | 0.46603 | 0.79325 | 0.48978 | 0.62542 | 1.0746 | 0.95792 | 0.91675 | 0.66975 | 0.71197 | 1.0519 | 0.58003 | 0.86344 | 0.46603 | 0.60536 | 0.46022 | 0.76686 | 0.63333 | 0.51933 | 0.81119 | 1.1442 | 0.9975 | 1.3173 | 0.5985 | 0.56419 | 0.75103 | 0.69719 | 0.70775 | 1.311 | 0.80222 | 0.87981
381 | 0.25482 | 1.3897 | 0.31188 | 0.40895 | 0.22898 | 0.7963 | 0.26866 | 0.3053 | 0.4877 | 1.9536 | 0.58196 | 0.753 | 0.5601 | 2.9642 | 0.69195 | 0.8721 | 0.81015 | 0.73237 | 1.2515 | 0.77205 | 1.0599 | 1.7272 | 1.5991 | 1.5176 | 1.089 | 1.1621 | 1.7574 | 0.94456 | 1.4161 | 0.71596 | 0.9234 | 0.73872 | 1.252 | 1.0165 | 0.76729 | 1.3224 | 1.8939 | 1.6552 | 2.3029 | 0.94985 | 0.89853 | 1.2774 | 1.088 | 1.0795 | 2.2918 | 1.3002 | 1.496 | 0.72655 | 0.65564 | 1.134 | 0.68421 | 0.92975 | 1.5446 | 1.3885 | 1.3287 | 0.94615 | 1.0208 | 1.5298 | 0.83291 | 1.2467 | 0.64294 | 0.82074 | 0.65246 | 1.1033 | 0.89641 | 0.69797 | 1.1705 | 1.6589 | 1.4467 | 1.9838 | 0.83873 | 0.79534 | 1.1038 | 0.9615 | 0.97102 | 1.9738 | 1.1488 | 1.2922 | 0.6387 | 0.57573 | 0.98795 | 0.60219 | 0.79798 | 1.3436 | 1.2033 | 1.1509 | 0.82815 | 0.889 | 1.324 | 0.72443 | 1.0811 | 0.56938 | 0.73078 | 0.56938 | 0.95832 | 0.78528 | 0.62389 | 1.0155 | 1.4356 | 1.2515 | 1.6891 | 0.7366 | 0.69744 | 0.9488 | 0.85037 | 0.86095 | 1.6822 | 1.0001 | 1.1097 | 0.51858 | 0.46725 | 0.79534 | 0.49107 | 0.62706 | 1.0774 | 0.96044 | 0.91916 | 0.67151 | 0.71385 | 1.0546 | 0.58155 | 0.86572 | 0.46725 | 0.60695 | 0.46143 | 0.76888 | 0.635 | 0.5207 | 0.81333 | 1.1472 | 1.0001 | 1.3208 | 0.60007 | 0.56568 | 0.753 | 0.69903 | 0.70961 | 1.3145 | 0.80433 | 0.88212
382 | 0.25604 | 1.3936 | 0.31336 | 0.4109 | 0.22983 | 0.7986 | 0.26981 | 0.3066 | 0.4894 | 1.9592 | 0.58412 | 0.756 | 0.5622 | 2.9724 | 0.6949 | 0.8762 | 0.81228 | 0.73429 | 1.2548 | 0.77408 | 1.0627 | 1.7317 | 1.6033 | 1.5216 | 1.0919 | 1.1651 | 1.762 | 0.94704 | 1.4198 | 0.71784 | 0.92582 | 0.74066 | 1.2553 | 1.0192 | 0.76931 | 1.3259 | 1.8989 | 1.6596 | 2.309 | 0.95235 | 0.90088 | 1.2808 | 1.0908 | 1.0823 | 2.2978 | 1.3036 | 1.4999 | 0.72845 | 0.65736 | 1.137 | 0.68601 | 0.93219 | 1.5487 | 1.3922 | 1.3322 | 0.94863 | 1.0234 | 1.5338 | 0.83509 | 1.25 | 0.64463 | 0.82289 | 0.65418 | 1.1062 | 0.89876 | 0.6998 | 1.1736 | 1.6633 | 1.4505 | 1.9891 | 0.84093 | 0.79743 | 1.1067 | 0.96402 | 0.97357 | 1.979 | 1.1518 | 1.2956 | 0.64038 | 0.57724 | 0.99055 | 0.60377 | 0.80008 | 1.3471 | 1.2065 | 1.154 | 0.83032 | 0.89133 | 1.3274 | 0.72633 | 1.0839 | 0.57088 | 0.7327 | 0.57088 | 0.96084 | 0.78734 | 0.62552 | 1.0181 | 1.4394 | 1.2548 | 1.6935 | 0.73853 | 0.69927 | 0.95129 | 0.8526 | 0.86321 | 1.6866 | 1.0028 | 1.1126 | 0.51994 | 0.46848 | 0.79742 | 0.49236 | 0.62871 | 1.0802 | 0.96296 | 0.92158 | 0.67328 | 0.71572 | 1.0574 | 0.58308 | 0.86799 | 0.46848 | 0.60855 | 0.46264 | 0.7709 | 0.63667 | 0.52207 | 0.81546 | 1.1502 | 1.0028 | 1.3243 | 0.60165 | 0.56716 | 0.75498 | 0.70086 | 0.71148 | 1.3179 | 0.80644 | 0.88444
383 | 0.25726 | 1.3974 | 0.31484 | 0.41285 | 0.23068 | 0.8009 | 0.27095 | 0.3079 | 0.4911 | 1.9648 | 0.58628 | 0.759 | 0.5643 | 2.9806 | 0.69785 | 0.8803 | 0.81441 | 0.73621 | 1.258 | 0.77611 | 1.0655 | 1.7363 | 1.6075 | 1.5256 | 1.0947 | 1.1682 | 1.7666 | 0.94952 | 1.4235 | 0.71972 | 0.92824 | 0.74259 | 1.2586 | 1.0219 | 0.77132 | 1.3293 | 1.9038 | 1.6639 | 2.315 | 0.95484 | 0.90324 | 1.2841 | 1.0937 | 1.0852 | 2.3039 | 1.307 | 1.5038 | 0.73036 | 0.65908 | 1.14 | 0.6878 | 0.93463 | 1.5527 | 1.3958 | 1.3357 | 0.95112 | 1.0261 | 1.5379 | 0.83728 | 1.2533 | 0.64631 | 0.82505 | 0.65589 | 1.1091 | 0.90111 | 0.70163 | 1.1767 | 1.6676 | 1.4543 | 1.9943 | 0.84313 | 0.79951 | 1.1096 | 0.96654 | 0.97612 | 1.9842 | 1.1549 | 1.299 | 0.64206 | 0.57876 | 0.99314 | 0.60535 | 0.80217 | 1.3506 | 1.2096 | 1.157 | 0.83249 | 0.89367 | 1.3309 | 0.72823 | 1.0868 | 0.57237 | 0.73461 | 0.57237 | 0.96335 | 0.78941 | 0.62716 | 1.0208 | 1.4432 | 1.258 | 1.698 | 0.74047 | 0.7011 | 0.95378 | 0.85483 | 0.86547 | 1.6911 | 1.0054 | 1.1155 | 0.52131 | 0.46971 | 0.79951 | 0.49364 | 0.63035 | 1.083 | 0.96548 | 0.92399 | 0.67504 | 0.71759 | 1.0602 | 0.58461 | 0.87026 | 0.46971 | 0.61014 | 0.46386 | 0.77292 | 0.63833 | 0.52343 | 0.8176 | 1.1533 | 1.0054 | 1.3277 | 0.60322 | 0.56865 | 0.75696 | 0.7027 | 0.71334 | 1.3214 | 0.80856 | 0.88675
384 | 0.25848 | 1.4012 | 0.31632 | 0.4148 | 0.23153 | 0.8032 | 0.2721 | 0.3092 | 0.4928 | 1.9704 | 0.58844 | 0.762 | 0.5664 | 2.9888 | 0.7008 | 0.8844 | 0.81653 | 0.73813 | 1.2613 | 0.77813 | 1.0683 | 1.7408 | 1.6117 | 1.5296 | 1.0976 | 1.1712 | 1.7712 | 0.952 | 1.4272 | 0.7216 | 0.93067 | 0.74453 | 1.2619 | 1.0245 | 0.77333 | 1.3328 | 1.9088 | 1.6683 | 2.3211 | 0.95733 | 0.9056 | 1.2875 | 1.0965 | 1.088 | 2.3099 | 1.3104 | 1.5077 | 0.73227 | 0.6608 | 1.1429 | 0.6896 | 0.93707 | 1.5568 | 1.3995 | 1.3392 | 0.9536 | 1.0288 | 1.5419 | 0.83947 | 1.2565 | 0.648 | 0.8272 | 0.6576 | 1.112 | 0.90347 | 0.70347 | 1.1797 | 1.672 | 1.4581 | 1.9995 | 0.84533 | 0.8016 | 1.1125 | 0.96907 | 0.97867 | 1.9893 | 1.1579 | 1.3024 | 0.64373 | 0.58027 | 0.99573 | 0.60693 | 0.80427 | 1.3541 | 1.2128 | 1.16 | 0.83467 | 0.896 | 1.3344 | 0.73013 | 1.0896 | 0.57387 | 0.73653 | 0.57387 | 0.96587 | 0.79147 | 0.6288 | 1.0235 | 1.4469 | 1.2613 | 1.7024 | 0.7424 | 0.70293 | 0.95627 | 0.85707 | 0.86773 | 1.6955 | 1.008 | 1.1184 | 0.52267 | 0.47093 | 0.8016 | 0.49493 | 0.632 | 1.0859 | 0.968 | 0.9264 | 0.6768 | 0.71947 | 1.0629 | 0.58613 | 0.87253 | 0.47093 | 0.61173 | 0.46507 | 0.77493 | 0.64 | 0.5248 | 0.81973 | 1.1563 | 1.008 | 1.3312 | 0.6048 | 0.57013 | 0.75893 | 0.70453 | 0.7152 | 1.3248 | 0.81067 | 0.88907
385 | 0.2597 | 1.4051 | 0.3178 | 0.41675 | 0.23237 | 0.8055 | 0.27324 | 0.3105 | 0.4945 | 1.976 | 0.5906 | 0.765 | 0.5685 | 2.997 | 0.70375 | 0.8885 | 0.81866 | 0.74006 | 1.2646 | 0.78016 | 1.071 | 1.7453 | 1.6159 | 1.5336 | 1.1005 | 1.1743 | 1.7758 | 0.95448 | 1.4309 | 0.72348 | 0.93309 | 0.74647 | 1.2652 | 1.0272 | 0.77535 | 1.3363 | 1.9138 | 1.6726 | 2.3271 | 0.95983 | 0.90796 | 1.2908 | 1.0994 | 1.0908 | 2.3159 | 1.3138 | 1.5117 | 0.73417 | 0.66252 | 1.1459 | 0.6914 | 0.93951 | 1.5609 | 1.4031 | 1.3427 | 0.95608 | 1.0315 | 1.5459 | 0.84165 | 1.2598 | 0.64969 | 0.82935 | 0.65931 | 1.1149 | 0.90582 | 0.7053 | 1.1828 | 1.6764 | 1.4619 | 2.0047 | 0.84753 | 0.80369 | 1.1154 | 0.97159 | 0.98122 | 1.9945 | 1.1609 | 1.3058 | 0.64541 | 0.58178 | 0.99833 | 0.60851 | 0.80636 | 1.3577 | 1.216 | 1.163 | 0.83684 | 0.89833 | 1.3379 | 0.73203 | 1.0924 | 0.57536 | 0.73845 | 0.57536 | 0.96838 | 0.79353 | 0.63044 | 1.0261 | 1.4507 | 1.2646 | 1.7068 | 0.74433 | 0.70476 | 0.95876 | 0.8593 | 0.86999 | 1.6999 | 1.0106 | 1.1213 | 0.52403 | 0.47216 | 0.80369 | 0.49622 | 0.63365 | 1.0887 | 0.97052 | 0.92881 | 0.67856 | 0.72134 | 1.0657 | 0.58766 | 0.87481 | 0.47216 | 0.61333 | 0.46628 | 0.77695 | 0.64167 | 0.52617 | 0.82187 | 1.1593 | 1.0106 | 1.3347 | 0.60637 | 0.57162 | 0.76091 | 0.70637 | 0.71706 | 1.3283 | 0.81278 | 0.89138
386 | 0.26092 | 1.4089 | 0.31928 | 0.4187 | 0.23322 | 0.8078 | 0.27438 | 0.3118 | 0.4962 | 1.9816 | 0.59276 | 0.768 | 0.5706 | 3.0052 | 0.7067 | 0.8926 | 0.82079 | 0.74198 | 1.2679 | 0.78219 | 1.0738 | 1.7499 | 1.6201 | 1.5376 | 1.1033 | 1.1773 | 1.7804 | 0.95696 | 1.4346 | 0.72536 | 0.93551 | 0.74841 | 1.2684 | 1.0299 | 0.77736 | 1.3397 | 1.9187 | 1.677 | 2.3332 | 0.96232 | 0.91032 | 1.2942 | 1.1022 | 1.0937 | 2.3219 | 1.3172 | 1.5156 | 0.73608 | 0.66424 | 1.1489 | 0.69319 | 0.94195 | 1.5649 | 1.4068 | 1.3462 | 0.95857 | 1.0342 | 1.5499 | 0.84384 | 1.2631 | 0.65138 | 0.83151 | 0.66103 | 1.1178 | 0.90817 | 0.70713 | 1.1859 | 1.6807 | 1.4657 | 2.0099 | 0.84974 | 0.80578 | 1.1183 | 0.97411 | 0.98376 | 1.9997 | 1.1639 | 1.3092 | 0.64709 | 0.58329 | 1.0009 | 0.61009 | 0.80846 | 1.3612 | 1.2191 | 1.166 | 0.83901 | 0.90067 | 1.3413 | 0.73394 | 1.0953 | 0.57686 | 0.74037 | 0.57686 | 0.9709 | 0.79559 | 0.63207 | 1.0288 | 1.4545 | 1.2679 | 1.7113 | 0.74627 | 0.70659 | 0.96125 | 0.86153 | 0.87225 | 1.7043 | 1.0133 | 1.1242 | 0.52539 | 0.47339 | 0.80577 | 0.49751 | 0.63529 | 1.0915 | 0.97304 | 0.93123 | 0.68033 | 0.72321 | 1.0685 | 0.58919 | 0.87708 | 0.47339 | 0.61492 | 0.46749 | 0.77897 | 0.64333 | 0.52753 | 0.824 | 1.1623 | 1.0133 | 1.3381 | 0.60795 | 0.5731 | 0.76289 | 0.7082 | 0.71893 | 1.3317 | 0.81489 | 0.8937
387 | 0.26214 | 1.4127 | 0.32076 | 0.42065 | 0.23407 | 0.8101 | 0.27553 | 0.3131 | 0.4979 | 1.9872 | 0.59492 | 0.771 | 0.5727 | 3.0134 | 0.70965 | 0.8967 | 0.82291 | 0.7439 | 1.2712 | 0.78421 | 1.0766 | 1.7544 | 1.6243 | 1.5415 | 1.1062 | 1.1804 | 1.785 | 0.95944 | 1.4384 | 0.72724 | 0.93794 | 0.75035 | 1.2717 | 1.0325 | 0.77938 | 1.3432 | 1.9237 | 1.6813 | 2.3392 | 0.96481 | 0.91268 | 1.2975 | 1.1051 | 1.0965 | 2.3279 | 1.3206 | 1.5195 | 0.73799 | 0.66596 | 1.1519 | 0.69499 | 0.94439 | 1.569 | 1.4104 | 1.3497 | 0.96105 | 1.0368 | 1.5539 | 0.84603 | 1.2663 | 0.65306 | 0.83366 | 0.66274 | 1.1207 | 0.91053 | 0.70896 | 1.1889 | 1.6851 | 1.4695 | 2.0151 | 0.85194 | 0.80786 | 1.1212 | 0.97664 | 0.98631 | 2.0049 | 1.1669 | 1.3126 | 0.64876 | 0.5848 | 1.0035 | 0.61168 | 0.81055 | 1.3647 | 1.2223 | 1.1691 | 0.84119 | 0.903 | 1.3448 | 0.73584 | 1.0981 | 0.57835 | 0.74229 | 0.57835 | 0.97341 | 0.79765 | 0.63371 | 1.0315 | 1.4582 | 1.2712 | 1.7157 | 0.7482 | 0.70842 | 0.96374 | 0.86376 | 0.87451 | 1.7087 | 1.0159 | 1.1271 | 0.52675 | 0.47461 | 0.80786 | 0.4988 | 0.63694 | 1.0943 | 0.97556 | 0.93364 | 0.68209 | 0.72509 | 1.0712 | 0.59071 | 0.87935 | 0.47461 | 0.61651 | 0.4687 | 0.78099 | 0.645 | 0.5289 | 0.82614 | 1.1653 | 1.0159 | 1.3416 | 0.60952 | 0.57459 | 0.76486 | 0.71004 | 0.72079 | 1.3352 | 0.817 | 0.89601
388 | 0.26336 | 1.4166 | 0.32224 | 0.4226 | 0.23492 | 0.8124 | 0.27667 | 0.3144 | 0.4996 | 1.9928 | 0.59708 | 0.774 | 0.5748 | 3.0216 | 0.7126 | 0.9008 | 0.82504 | 0.74582 | 1.2745 | 0.78624 | 1.0794 | 1.7589 | 1.6285 | 1.5455 | 1.109 | 1.1834 | 1.7897 | 0.96192 | 1.4421 | 0.72912 | 0.94036 | 0.75229 | 1.275 | 1.0352 | 0.78139 | 1.3467 | 1.9287 | 1.6856 | 2.3452 | 0.96731 | 0.91503 | 1.3009 | 1.108 | 1.0993 | 2.3339 | 1.3241 | 1.5234 | 0.73989 | 0.66768 | 1.1548 | 0.69678 | 0.94683 | 1.573 | 1.414 | 1.3532 | 0.96353 | 1.0395 | 1.5579 | 0.84821 | 1.2696 | 0.65475 | 0.83582 | 0.66445 | 1.1236 | 0.91288 | 0.71079 | 1.192 | 1.6894 | 1.4733 | 2.0203 | 0.85414 | 0.80995 | 1.1241 | 0.97916 | 0.98886 | 2.0101 | 1.1699 | 1.316 | 0.65044 | 0.58631 | 1.0061 | 0.61326 | 0.81264 | 1.3682 | 1.2254 | 1.1721 | 0.84336 | 0.90533 | 1.3483 | 0.73774 | 1.101 | 0.57984 | 0.74421 | 0.57984 | 0.97593 | 0.79971 | 0.63535 | 1.0341 | 1.462 | 1.2745 | 1.7201 | 0.75013 | 0.71026 | 0.96623 | 0.86599 | 0.87677 | 1.7131 | 1.0185 | 1.1301 | 0.52811 | 0.47584 | 0.80995 | 0.50009 | 0.63858 | 1.0972 | 0.97808 | 0.93605 | 0.68385 | 0.72696 | 1.074 | 0.59224 | 0.88162 | 0.47584 | 0.61811 | 0.46991 | 0.78301 | 0.64667 | 0.53027 | 0.82827 | 1.1683 | 1.0185 | 1.3451 | 0.6111 | 0.57607 | 0.76684 | 0.71187 | 0.72265 | 1.3386 | 0.81911 | 0.89833
389 | 0.26458 | 1.4204 | 0.32372 | 0.42455 | 0.23576 | 0.8147 | 0.27782 | 0.3157 | 0.5013 | 1.9984 | 0.59924 | 0.777 | 0.5769 | 3.0298 | 0.71555 | 0.9049 | 0.82717 | 0.74774 | 1.2778 | 0.78827 | 1.0822 | 1.7635 | 1.6327 | 1.5495 | 1.1119 | 1.1865 | 1.7943 | 0.9644 | 1.4458 | 0.731 | 0.94278 | 0.75423 | 1.2783 | 1.0379 | 0.7834 | 1.3502 | 1.9337 | 1.69 | 2.3513 | 0.9698 | 0.91739 | 1.3042 | 1.1108 | 1.1022 | 2.3399 | 1.3275 | 1.5274 | 0.7418 | 0.6694 | 1.1578 | 0.69858 | 0.94927 | 1.5771 | 1.4177 | 1.3566 | 0.96602 | 1.0422 | 1.5619 | 0.8504 | 1.2729 | 0.65644 | 0.83797 | 0.66616 | 1.1265 | 0.91523 | 0.71263 | 1.1951 | 1.6938 | 1.4771 | 2.0255 | 0.85634 | 0.81204 | 1.127 | 0.98168 | 0.99141 | 2.0152 | 1.1729 | 1.3194 | 0.65212 | 0.58782 | 1.0087 | 0.61484 | 0.81474 | 1.3718 | 1.2286 | 1.1751 | 0.84553 | 0.90767 | 1.3518 | 0.73964 | 1.1038 | 0.58134 | 0.74612 | 0.58134 | 0.97844 | 0.80177 | 0.63699 | 1.0368 | 1.4658 | 1.2778 | 1.7246 | 0.75207 | 0.71209 | 0.96872 | 0.86823 | 0.87903 | 1.7175 | 1.0211 | 1.133 | 0.52947 | 0.47707 | 0.81204 | 0.50138 | 0.64023 | 1.1 | 0.9806 | 0.93846 | 0.68561 | 0.72883 | 1.0768 | 0.59377 | 0.88389 | 0.47707 | 0.6197 | 0.47112 | 0.78502 | 0.64833 | 0.53163 | 0.83041 | 1.1713 | 1.0211 | 1.3485 | 0.61267 | 0.57756 | 0.76882 | 0.71371 | 0.72451 | 1.3421 | 0.82122 | 0.90064
390 | 0.2658 | 1.4243 | 0.3252 | 0.4265 | 0.23661 | 0.817 | 0.27896 | 0.317 | 0.503 | 2.004 | 0.6014 | 0.78 | 0.579 | 3.038 | 0.7185 | 0.909 | 0.82929 | 0.74967 | 1.281 | 0.79029 | 1.085 | 1.768 | 1.6369 | 1.5535 | 1.1148 | 1.1895 | 1.7989 | 0.96687 | 1.4495 | 0.73287 | 0.94521 | 0.75617 | 1.2816 | 1.0405 | 0.78542 | 1.3536 | 1.9386 | 1.6943 | 2.3573 | 0.97229 | 0.91975 | 1.3076 | 1.1137 | 1.105 | 2.346 | 1.3309 | 1.5313 | 0.74371 | 0.67113 | 1.1608 | 0.70037 | 0.95171 | 1.5811 | 1.4213 | 1.3601 | 0.9685 | 1.0449 | 1.566 | 0.85258 | 1.2762 | 0.65813 | 0.84012 | 0.66788 | 1.1294 | 0.91758 | 0.71446 | 1.1982 | 1.6981 | 1.4809 | 2.0307 | 0.85854 | 0.81413 | 1.1299 | 0.98421 | 0.99396 | 2.0204 | 1.176 | 1.3227 | 0.65379 | 0.58933 | 1.0113 | 0.61642 | 0.81683 | 1.3753 | 1.2317 | 1.1781 | 0.84771 | 0.91 | 1.3552 | 0.74154 | 1.1066 | 0.58283 | 0.74804 | 0.58283 | 0.98096 | 0.80383 | 0.63862 | 1.0395 | 1.4695 | 1.281 | 1.729 | 0.754 | 0.71392 | 0.97121 | 0.87046 | 0.88129 | 1.722 | 1.0238 | 1.1359 | 0.53083 | 0.47829 | 0.81412 | 0.50267 | 0.64188 | 1.1028 | 0.98312 | 0.94088 | 0.68738 | 0.73071 | 1.0795 | 0.59529 | 0.88617 | 0.47829 | 0.62129 | 0.47233 | 0.78704 | 0.65 | 0.533 | 0.83254 | 1.1743 | 1.0238 | 1.352 | 0.61425 | 0.57904 | 0.77079 | 0.71554 | 0.72638 | 1.3455 | 0.82333 | 0.90296
391 | 0.26702 | 1.4281 | 0.32668 | 0.42845 | 0.23746 | 0.8193 | 0.2801 | 0.3183 | 0.5047 | 2.0096 | 0.60356 | 0.783 | 0.5811 | 3.0462 | 0.72145 | 0.9131 | 0.83142 | 0.75159 | 1.2843 | 0.79232 | 1.0877 | 1.7725 | 1.6411 | 1.5575 | 1.1176 | 1.1926 | 1.8035 | 0.96935 | 1.4532 | 0.73475 | 0.94763 | 0.75811 | 1.2849 | 1.0432 | 0.78743 | 1.3571 | 1.9436 | 1.6987 | 2.3634 | 0.97478 | 0.92211 | 1.3109 | 1.1165 | 1.1078 | 2.352 | 1.3343 | 1.5352 | 0.74562 | 0.67285 | 1.1638 | 0.70217 | 0.95415 | 1.5852 | 1.425 | 1.3636 | 0.97098 | 1.0476 | 1.57 | 0.85477 | 1.2794 | 0.65981 | 0.84228 | 0.66959 | 1.1323 | 0.91994 | 0.71629 | 1.2012 | 1.7025 | 1.4847 | 2.0359 | 0.86074 | 0.81621 | 1.1328 | 0.98673 | 0.99651 | 2.0256 | 1.179 | 1.3261 | 0.65547 | 0.59084 | 1.0139 | 0.618 | 0.81893 | 1.3788 | 1.2349 | 1.1811 | 0.84988 | 0.91233 | 1.3587 | 0.74344 | 1.1095 | 0.58433 | 0.74996 | 0.58433 | 0.98347 | 0.80589 | 0.64026 | 1.0421 | 1.4733 | 1.2843 | 1.7334 | 0.75593 | 0.71575 | 0.9737 | 0.87269 | 0.88355 | 1.7264 | 1.0264 | 1.1388 | 0.53219 | 0.47952 | 0.81621 | 0.50396 | 0.64352 | 1.1057 | 0.98565 | 0.94329 | 0.68914 | 0.73258 | 1.0823 | 0.59682 | 0.88844 | 0.47952 | 0.62288 | 0.47354 | 0.78906 | 0.65167 | 0.53437 | 0.83468 | 1.1773 | 1.0264 | 1.3555 | 0.61582 | 0.58053 | 0.77277 | 0.71738 | 0.72824 | 1.349 | 0.82544 | 0.90527
392 | 0.26824 | 1.4319 | 0.32816 | 0.4304 | 0.23831 | 0.8216 | 0.28125 | 0.3196 | 0.5064 | 2.0152 | 0.60572 | 0.786 | 0.5832 | 3.0544 | 0.7244 | 0.9172 | 0.83354 | 0.75351 | 1.2876 | 0.79434 | 1.0905 | 1.7771 | 1.6453 | 1.5615 | 1.1205 | 1.1956 | 1.8081 | 0.97183 | 1.4569 | 0.73663 | 0.95006 | 0.76004 | 1.2882 | 1.0459 | 0.78944 | 1.3606 | 1.9486 | 1.703 | 2.3694 | 0.97728 | 0.92447 | 1.3143 | 1.1194 | 1.1107 | 2.358 | 1.3377 | 1.5391 | 0.74752 | 0.67457 | 1.1667 | 0.70397 | 0.95659 | 1.5892 | 1.4286 | 1.3671 | 0.97347 | 1.0502 | 1.574 | 0.85696 | 1.2827 | 0.6615 | 0.84443 | 0.6713 | 1.1352 | 0.92229 | 0.71812 | 1.2043 | 1.7068 | 1.4885 | 2.0411 | 0.86294 | 0.8183 | 1.1357 | 0.98926 | 0.99906 | 2.0308 | 1.182 | 1.3295 | 0.65714 | 0.59236 | 1.0165 | 0.61958 | 0.82102 | 1.3823 | 1.2381 | 1.1842 | 0.85206 | 0.91467 | 1.3622 | 0.74534 | 1.1123 | 0.58582 | 0.75188 | 0.58582 | 0.98599 | 0.80796 | 0.6419 | 1.0448 | 1.4771 | 1.2876 | 1.7379 | 0.75787 | 0.71758 | 0.97619 | 0.87492 | 0.88581 | 1.7308 | 1.029 | 1.1417 | 0.53356 | 0.48074 | 0.8183 | 0.50524 | 0.64517 | 1.1085 | 0.98817 | 0.9457 | 0.6909 | 0.73446 | 1.0851 | 0.59834 | 0.89071 | 0.48074 | 0.62448 | 0.47476 | 0.79108 | 0.65333 | 0.53573 | 0.83681 | 1.1804 | 1.029 | 1.3589 | 0.6174 | 0.58201 | 0.77474 | 0.71921 | 0.7301 | 1.3524 | 0.82756 | 0.90759
393 | 0.26946 | 1.4358 | 0.32964 | 0.43235 | 0.23915 | 0.8239 | 0.28239 | 0.3209 | 0.5081 | 2.0208 | 0.60788 | 0.789 | 0.5853 | 3.0626 | 0.72735 | 0.9213 | 0.83567 | 0.75543 | 1.2909 | 0.79637 | 1.0933 | 1.7816 | 1.6495 | 1.5654 | 1.1233 | 1.1987 | 1.8127 | 0.97431 | 1.4607 | 0.73851 | 0.95248 | 0.76198 | 1.2914 | 1.0485 | 0.79146 | 1.364 | 1.9535 | 1.7074 | 2.3755 | 0.97977 | 0.92683 | 1.3176 | 1.1222 | 1.1135 | 2.364 | 1.3411 | 1.5431 | 0.74943 | 0.67629 | 1.1697 | 0.70576 | 0.95903 | 1.5933 | 1.4323 | 1.3706 | 0.97595 | 1.0529 | 1.578 | 0.85914 | 1.286 | 0.66319 | 0.84659 | 0.67301 | 1.1381 | 0.92464 | 0.71995 | 1.2074 | 1.7112 | 1.4923 | 2.0463 | 0.86515 | 0.82039 | 1.1386 | 0.99178 | 1.0016 | 2.036 | 1.185 | 1.3329 | 0.65882 | 0.59387 | 1.0191 | 0.62116 | 0.82312 | 1.3859 | 1.2412 | 1.1872 | 0.85423 | 0.917 | 1.3657 | 0.74725 | 1.1151 | 0.58732 | 0.7538 | 0.58732 | 0.9885 | 0.81002 | 0.64354 | 1.0475 | 1.4808 | 1.2909 | 1.7423 | 0.7598 | 0.71941 | 0.97868 | 0.87715 | 0.88807 | 1.7352 | 1.0316 | 1.1446 | 0.53492 | 0.48197 | 0.82039 | 0.50653 | 0.64681 | 1.1113 | 0.99069 | 0.94811 | 0.69266 | 0.73633 | 1.0878 | 0.59987 | 0.89298 | 0.48197 | 0.62607 | 0.47597 | 0.7931 | 0.655 | 0.5371 | 0.83895 | 1.1834 | 1.0316 | 1.3624 | 0.61897 | 0.5835 | 0.77672 | 0.72105 | 0.73196 | 1.3559 | 0.82967 | 0.9099
394 | 0.27068 | 1.4396 | 0.33112 | 0.4343 | 0.24 | 0.8262 | 0.28354 | 0.3222 | 0.5098 | 2.0264 | 0.61004 | 0.792 | 0.5874 | 3.0708 | 0.7303 | 0.9254 | 0.8378 | 0.75736 | 1.2942 | 0.7984 | 1.0961 | 1.7861 | 1.6537 | 1.5694 | 1.1262 | 1.2017 | 1.8173 | 0.97679 | 1.4644 | 0.74039 | 0.9549 | 0.76392 | 1.2947 | 1.0512 | 0.79347 | 1.3675 | 1.9585 | 1.7117 | 2.3815 | 0.98226 | 0.92918 | 1.321 | 1.1251 | 1.1163 | 2.37 | 1.3445 | 1.547 | 0.75134 | 0.67801 | 1.1727 | 0.70756 | 0.96147 | 1.5973 | 1.4359 | 1.3741 | 0.97843 | 1.0556 | 1.582 | 0.86133 | 1.2893 | 0.66488 | 0.84874 | 0.67473 | 1.141 | 0.92699 | 0.72179 | 1.2105 | 1.7155 | 1.4961 | 2.0515 | 0.86735 | 0.82248 | 1.1415 | 0.9943 | 1.0042 | 2.0411 | 1.188 | 1.3363 | 0.6605 | 0.59538 | 1.0217 | 0.62274 | 0.82521 | 1.3894 | 1.2444 | 1.1902 | 0.8564 | 0.91933 | 1.3691 | 0.74915 | 1.118 | 0.58881 | 0.75571 | 0.58881 | 0.99102 | 0.81208 | 0.64517 | 1.0501 | 1.4846 | 1.2942 | 1.7467 | 0.76173 | 0.72124 | 0.98117 | 0.87939 | 0.89033 | 1.7396 | 1.0343 | 1.1475 | 0.53628 | 0.4832 | 0.82247 | 0.50782 | 0.64846 | 1.1141 | 0.99321 | 0.95053 | 0.69443 | 0.7382 | 1.0906 | 0.6014 | 0.89526 | 0.4832 | 0.62766 | 0.47718 | 0.79511 | 0.65667 | 0.53847 | 0.84108 | 1.1864 | 1.0343 | 1.3659 | 0.62055 | 0.58498 | 0.7787 | 0.72288 | 0.73383 | 1.3593 | 0.83178 | 0.91222
395 | 0.2719 | 1.4434 | 0.3326 | 0.43625 | 0.24085 | 0.8285 | 0.28468 | 0.3235 | 0.5115 | 2.032 | 0.6122 | 0.795 | 0.5895 | 3.079 | 0.73325 | 0.9295 | 0.83992 | 0.75928 | 1.2975 | 0.80042 | 1.0989 | 1.7907 | 1.6579 | 1.5734 | 1.129 | 1.2048 | 1.8219 | 0.97927 | 1.4681 | 0.74227 | 0.95733 | 0.76586 | 1.298 | 1.0539 | 0.79549 | 1.371 | 1.9635 | 1.7161 | 2.3876 | 0.98476 | 0.93154 | 1.3243 | 1.1279 | 1.1192 | 2.376 | 1.3479 | 1.5509 | 0.75324 | 0.67973 | 1.1757 | 0.70935 | 0.96391 | 1.6014 | 1.4396 | 1.3776 | 0.98092 | 1.0583 | 1.586 | 0.86351 | 1.2925 | 0.66656 | 0.8509 | 0.67644 | 1.1439 | 0.92935 | 0.72362 | 1.2135 | 1.7199 | 1.4999 | 2.0567 | 0.86955 | 0.82456 | 1.1444 | 0.99683 | 1.0067 | 2.0463 | 1.191 | 1.3397 | 0.66217 | 0.59689 | 1.0243 | 0.62432 | 0.82731 | 1.3929 | 1.2475 | 1.1932 | 0.85858 | 0.92167 | 1.3726 | 0.75105 | 1.1208 | 0.59031 | 0.75763 | 0.59031 | 0.99353 | 0.81414 | 0.64681 | 1.0528 | 1.4884 | 1.2975 | 1.7512 | 0.76367 | 0.72307 | 0.98366 | 0.88162 | 0.89259 | 1.744 | 1.0369 | 1.1504 | 0.53764 | 0.48442 | 0.82456 | 0.50911 | 0.6501 | 1.117 | 0.99573 | 0.95294 | 0.69619 | 0.74008 | 1.0934 | 0.60292 | 0.89753 | 0.48442 | 0.62926 | 0.47839 | 0.79713 | 0.65833 | 0.53983 | 0.84322 | 1.1894 | 1.0369 | 1.3693 | 0.62212 | 0.58647 | 0.78067 | 0.72472 | 0.73569 | 1.3628 | 0.83389 | 0.91453
396 | 0.27312 | 1.4473 | 0.33408 | 0.4382 | 0.24169 | 0.8308 | 0.28582 | 0.3248 | 0.5132 | 2.0376 | 0.61436 | 0.798 | 0.5916 | 3.0872 | 0.7362 | 0.9336 | 0.84205 | 0.7612 | 1.3008 | 0.80245 | 1.1016 | 1.7952 | 1.6621 | 1.5774 | 1.1319 | 1.2078 | 1.8266 | 0.98175 | 1.4718 | 0.74415 | 0.95975 | 0.7678 | 1.3013 | 1.0565 | 0.7975 | 1.3744 | 1.9684 | 1.7204 | 2.3936 | 0.98725 | 0.9339 | 1.3277 | 1.1308 | 1.122 | 2.382 | 1.3514 | 1.5549 | 0.75515 | 0.68145 | 1.1787 | 0.71115 | 0.96635 | 1.6055 | 1.4432 | 1.3811 | 0.9834 | 1.061 | 1.59 | 0.8657 | 1.2958 | 0.66825 | 0.85305 | 0.67815 | 1.1467 | 0.9317 | 0.72545 | 1.2166 | 1.7242 | 1.5037 | 2.062 | 0.87175 | 0.82665 | 1.1473 | 0.99935 | 1.0093 | 2.0515 | 1.194 | 1.3431 | 0.66385 | 0.5984 | 1.0268 | 0.6259 | 0.8294 | 1.3965 | 1.2507 | 1.1963 | 0.86075 | 0.924 | 1.3761 | 0.75295 | 1.1237 | 0.5918 | 0.75955 | 0.5918 | 0.99605 | 0.8162 | 0.64845 | 1.0554 | 1.4921 | 1.3008 | 1.7556 | 0.7656 | 0.7249 | 0.98615 | 0.88385 | 0.89485 | 1.7485 | 1.0395 | 1.1534 | 0.539 | 0.48565 | 0.82665 | 0.5104 | 0.65175 | 1.1198 | 0.99825 | 0.95535 | 0.69795 | 0.74195 | 1.0962 | 0.60445 | 0.8998 | 0.48565 | 0.63085 | 0.4796 | 0.79915 | 0.66 | 0.5412 | 0.84535 | 1.1924 | 1.0395 | 1.3728 | 0.6237 | 0.58795 | 0.78265 | 0.72655 | 0.73755 | 1.3662 | 0.836 | 0.91685
397 | 0.27434 | 1.4511 | 0.33556 | 0.44015 | 0.24254 | 0.8331 | 0.28697 | 0.3261 | 0.5149 | 2.0432 | 0.61652 | 0.801 | 0.5937 | 3.0954 | 0.73915 | 0.9377 | 0.84418 | 0.76312 | 1.304 | 0.80448 | 1.1044 | 1.7997 | 1.6663 | 1.5814 | 1.1348 | 1.2109 | 1.8312 | 0.98423 | 1.4755 | 0.74603 | 0.96217 | 0.76974 | 1.3046 | 1.0592 | 0.79951 | 1.3779 | 1.9734 | 1.7247 | 2.3996 | 0.98974 | 0.93626 | 1.3311 | 1.1337 | 1.1248 | 2.3881 | 1.3548 | 1.5588 | 0.75706 | 0.68317 | 1.1816 | 0.71295 | 0.96879 | 1.6095 | 1.4468 | 1.3845 | 0.98588 | 1.0636 | 1.5941 | 0.86789 | 1.2991 | 0.66994 | 0.8552 | 0.67986 | 1.1496 | 0.93405 | 0.72728 | 1.2197 | 1.7286 | 1.5075 | 2.0672 | 0.87395 | 0.82874 | 1.1502 | 1.0019 | 1.0118 | 2.0567 | 1.1971 | 1.3465 | 0.66553 | 0.59991 | 1.0294 | 0.62748 | 0.83149 | 1.4 | 1.2539 | 1.1993 | 0.86292 | 0.92633 | 1.3796 | 0.75485 | 1.1265 | 0.59329 | 0.76147 | 0.59329 | 0.99857 | 0.81826 | 0.65009 | 1.0581 | 1.4959 | 1.304 | 1.76 | 0.76753 | 0.72673 | 0.98864 | 0.88608 | 0.89711 | 1.7529 | 1.0421 | 1.1563 | 0.54036 | 0.48688 | 0.82874 | 0.51169 | 0.6534 | 1.1226 | 1.0008 | 0.95776 | 0.69971 | 0.74382 | 1.0989 | 0.60598 | 0.90207 | 0.48688 | 0.63244 | 0.48081 | 0.80117 | 0.66167 | 0.54257 | 0.84748 | 1.1954 | 1.0421 | 1.3763 | 0.62527 | 0.58943 | 0.78463 | 0.72838 | 0.73941 | 1.3697 | 0.83811 | 0.91917
398 | 0.27556 | 1.455 | 0.33704 | 0.4421 | 0.24339 | 0.8354 | 0.28811 | 0.3274 | 0.5166 | 2.0488 | 0.61868 | 0.804 | 0.5958 | 3.1036 | 0.7421 | 0.9418 | 0.8463 | 0.76504 | 1.3073 | 0.8065 | 1.1072 | 1.8043 | 1.6705 | 1.5854 | 1.1376 | 1.2139 | 1.8358 | 0.98671 | 1.4792 | 0.74791 | 0.9646 | 0.77168 | 1.3079 | 1.0619 | 0.80153 | 1.3814 | 1.9784 | 1.7291 | 2.4057 | 0.99224 | 0.93862 | 1.3344 | 1.1365 | 1.1277 | 2.3941 | 1.3582 | 1.5627 | 0.75896 | 0.68489 | 1.1846 | 0.71474 | 0.97123 | 1.6136 | 1.4505 | 1.388 | 0.98837 | 1.0663 | 1.5981 | 0.87007 | 1.3023 | 0.67163 | 0.85736 | 0.68158 | 1.1525 | 0.93641 | 0.72911 | 1.2227 | 1.733 | 1.5113 | 2.0724 | 0.87615 | 0.83083 | 1.1531 | 1.0044 | 1.0143 | 2.0619 | 1.2001 | 1.3499 | 0.6672 | 0.60142 | 1.032 | 0.62906 | 0.83359 | 1.4035 | 1.257 | 1.2023 | 0.8651 | 0.92867 | 1.383 | 0.75675 | 1.1293 | 0.59479 | 0.76339 | 0.59479 | 1.0011 | 0.82032 | 0.65172 | 1.0608 | 1.4997 | 1.3073 | 1.7645 | 0.76947 | 0.72856 | 0.99113 | 0.88831 | 0.89937 | 1.7573 | 1.0448 | 1.1592 | 0.54172 | 0.4881 | 0.83082 | 0.51298 | 0.65504 | 1.1255 | 1.0033 | 0.96018 | 0.70148 | 0.7457 | 1.1017 | 0.6075 | 0.90434 | 0.4881 | 0.63404 | 0.48202 | 0.80319 | 0.66333 | 0.54393 | 0.84962 | 1.1984 | 1.0448 | 1.3797 | 0.62685 | 0.59092 | 0.7866 | 0.73022 | 0.74128 | 1.3731 | 0.84022 | 0.92148
399 | 0.27678 | 1.4588 | 0.33852 | 0.44405 | 0.24424 | 0.8377 | 0.28926 | 0.3287 | 0.5183 | 2.0544 | 0.62084 | 0.807 | 0.5979 | 3.1118 | 0.74505 | 0.9459 | 0.84843 | 0.76697 | 1.3106 | 0.80853 | 1.11 | 1.8088 | 1.6747 | 1.5893 | 1.1405 | 1.217 | 1.8404 | 0.98919 | 1.483 | 0.74979 | 0.96702 | 0.77362 | 1.3112 | 1.0646 | 0.80354 | 1.3849 | 1.9834 | 1.7334 | 2.4117 | 0.99473 | 0.94097 | 1.3378 | 1.1394 | 1.1305 | 2.4001 | 1.3616 | 1.5666 | 0.76087 | 0.68661 | 1.1876 | 0.71654 | 0.97367 | 1.6176 | 1.4541 | 1.3915 | 0.99085 | 1.069 | 1.6021 | 0.87226 | 1.3056 | 0.67331 | 0.85951 | 0.68329 | 1.1554 | 0.93876 | 0.73095 | 1.2258 | 1.7373 | 1.5151 | 2.0776 | 0.87835 | 0.83291 | 1.156 | 1.0069 | 1.0169 | 2.067 | 1.2031 | 1.3533 | 0.66888 | 0.60293 | 1.0346 | 0.63064 | 0.83568 | 1.407 | 1.2602 | 1.2053 | 0.86727 | 0.931 | 1.3865 | 0.75865 | 1.1322 | 0.59628 | 0.7653 | 0.59628 | 1.0036 | 0.82238 | 0.65336 | 1.0634 | 1.5035 | 1.3106 | 1.7689 | 0.7714 | 0.73039 | 0.99362 | 0.89055 | 0.90163 | 1.7617 | 1.0474 | 1.1621 | 0.54308 | 0.48933 | 0.83291 | 0.51427 | 0.65669 | 1.1283 | 1.0058 | 0.96259 | 0.70324 | 0.74757 | 1.1045 | 0.60903 | 0.90662 | 0.48933 | 0.63563 | 0.48323 | 0.8052 | 0.665 | 0.5453 | 0.85175 | 1.2014 | 1.0474 | 1.3832 | 0.62842 | 0.5924 | 0.78858 | 0.73205 | 0.74314 | 1.3766 | 0.84233 | 0.9238
400 | 0.278 | 1.4626 | 0.34 | 0.446 | 0.24508 | 0.84 | 0.2904 | 0.33 | 0.52 | 2.06 | 0.623 | 0.81 | 0.6 | 3.12 | 0.748 | 0.95 | 0.85056 | 0.76889 | 1.3139 | 0.81056 | 1.1128 | 1.8133 | 1.6789 | 1.5933 | 1.1433 | 1.22 | 1.845 | 0.99167 | 1.4867 | 0.75167 | 0.96944 | 0.77556 | 1.3144 | 1.0672 | 0.80556 | 1.3883 | 1.9883 | 1.7378 | 2.4178 | 0.99722 | 0.94333 | 1.3411 | 1.1422 | 1.1333 | 2.4061 | 1.365 | 1.5706 | 0.76278 | 0.68833 | 1.1906 | 0.71833 | 0.97611 | 1.6217 | 1.4578 | 1.395 | 0.99333 | 1.0717 | 1.6061 | 0.87444 | 1.3089 | 0.675 | 0.86167 | 0.685 | 1.1583 | 0.94111 | 0.73278 | 1.2289 | 1.7417 | 1.5189 | 2.0828 | 0.88056 | 0.835 | 1.1589 | 1.0094 | 1.0194 | 2.0722 | 1.2061 | 1.3567 | 0.67056 | 0.60444 | 1.0372 | 0.63222 | 0.83778 | 1.4106 | 1.2633 | 1.2083 | 0.86944 | 0.93333 | 1.39 | 0.76056 | 1.135 | 0.59778 | 0.76722 | 0.59778 | 1.0061 | 0.82444 | 0.655 | 1.0661 | 1.5072 | 1.3139 | 1.7733 | 0.77333 | 0.73222 | 0.99611 | 0.89278 | 0.90389 | 1.7661 | 1.05 | 1.165 | 0.54444 | 0.49056 | 0.835 | 0.51556 | 0.65833 | 1.1311 | 1.0083 | 0.965 | 0.705 | 0.74944 | 1.1072 | 0.61056 | 0.90889 | 0.49056 | 0.63722 | 0.48444 | 0.80722 | 0.66667 | 0.54667 | 0.85389 | 1.2044 | 1.05 | 1.3867 | 0.63 | 0.59389 | 0.79056 | 0.73389 | 0.745 | 1.38 | 0.84444 | 0.92611
401 | 0.27955 | 1.4666 | 0.34192 | 0.44852 | 0.24593 | 0.8427 | 0.29251 | 0.3324 | 0.52215 | 2.0659 | 0.6257 | 0.8137 | 0.60275 | 3.1284 | 0.75169 | 0.955 | 0.85268 | 0.77081 | 1.3172 | 0.81258 | 1.1156 | 1.8179 | 1.6831 | 1.5973 | 1.1462 | 1.2231 | 1.8496 | 0.99415 | 1.4904 | 0.75355 | 0.97187 | 0.77749 | 1.3177 | 1.0699 | 0.80757 | 1.3918 | 1.9933 | 1.7421 | 2.4238 | 0.99972 | 0.94569 | 1.3445 | 1.1451 | 1.1362 | 2.4121 | 1.3684 | 1.5745 | 0.76468 | 0.69005 | 1.1935 | 0.72013 | 0.97855 | 1.6257 | 1.4614 | 1.3985 | 0.99582 | 1.0743 | 1.6101 | 0.87663 | 1.3122 | 0.67669 | 0.86382 | 0.68671 | 1.1612 | 0.94346 | 0.73461 | 1.232 | 1.746 | 1.5227 | 2.088 | 0.88276 | 0.83709 | 1.1618 | 1.012 | 1.022 | 2.0774 | 1.2091 | 1.3601 | 0.67223 | 0.60596 | 1.0398 | 0.6338 | 0.83987 | 1.4141 | 1.2665 | 1.2114 | 0.87162 | 0.93567 | 1.3935 | 0.76246 | 1.1378 | 0.59927 | 0.76914 | 0.59927 | 1.0086 | 0.82651 | 0.65664 | 1.0688 | 1.511 | 1.3172 | 1.7778 | 0.77527 | 0.73405 | 0.9986 | 0.89501 | 0.90615 | 1.7705 | 1.0526 | 1.1679 | 0.54581 | 0.49178 | 0.83709 | 0.51684 | 0.65998 | 1.1339 | 1.0109 | 0.96741 | 0.70676 | 0.75132 | 1.11 | 0.61208 | 0.91116 | 0.49178 | 0.63882 | 0.48566 | 0.80924 | 0.66833 | 0.54803 | 0.85602 | 1.2075 | 1.0526 | 1.3901 | 0.63157 | 0.59537 | 0.79253 | 0.73572 | 0.74686 | 1.3834 | 0.84656 | 0.92843
402 | 0.2811 | 1.4706 | 0.34384 | 0.45104 | 0.24678 | 0.8454 | 0.29462 | 0.3348 | 0.5243 | 2.0718 | 0.6284 | 0.8174 | 0.6055 | 3.1368 | 0.75538 | 0.96 | 0.85481 | 0.77273 | 1.3205 | 0.81461 | 1.1183 | 1.8224 | 1.6873 | 1.6013 | 1.1491 | 1.2261 | 1.8542 | 0.99662 | 1.4941 | 0.75542 | 0.97429 | 0.77943 | 1.321 | 1.0726 | 0.80958 | 1.3953 | 1.9983 | 1.7465 | 2.4299 | 1.0022 | 0.94805 | 1.3478 | 1.1479 | 1.139 | 2.4181 | 1.3718 | 1.5784 | 0.76659 | 0.69178 | 1.1965 | 0.72192 | 0.98099 | 1.6298 | 1.4651 | 1.402 | 0.9983 | 1.077 | 1.6141 | 0.87882 | 1.3154 | 0.67838 | 0.86597 | 0.68843 | 1.1641 | 0.94582 | 0.73644 | 1.235 | 1.7504 | 1.5265 | 2.0932 | 0.88496 | 0.83918 | 1.1647 | 1.0145 | 1.0245 | 2.0826 | 1.2121 | 1.3634 | 0.67391 | 0.60747 | 1.0424 | 0.63538 | 0.84197 | 1.4176 | 1.2696 | 1.2144 | 0.87379 | 0.938 | 1.3969 | 0.76436 | 1.1407 | 0.60077 | 0.77106 | 0.60077 | 1.0111 | 0.82857 | 0.65827 | 1.0714 | 1.5148 | 1.3205 | 1.7822 | 0.7772 | 0.73588 | 1.0011 | 0.89724 | 0.90841 | 1.7749 | 1.0553 | 1.1708 | 0.54717 | 0.49301 | 0.83917 | 0.51813 | 0.66163 | 1.1368 | 1.0134 | 0.96983 | 0.70853 | 0.75319 | 1.1128 | 0.61361 | 0.91343 | 0.49301 | 0.64041 | 0.48687 | 0.81126 | 0.67 | 0.5494 | 0.85816 | 1.2105 | 1.0553 | 1.3936 | 0.63315 | 0.59686 | 0.79451 | 0.73756 | 0.74873 | 1.3869 | 0.84867 | 0.93074
403 | 0.28265 | 1.4746 | 0.34576 | 0.45356 | 0.24763 | 0.8481 | 0.29674 | 0.3372 | 0.52645 | 2.0777 | 0.6311 | 0.8211 | 0.60825 | 3.1452 | 0.75907 | 0.965 | 0.85694 | 0.77466 | 1.3237 | 0.81663 | 1.1211 | 1.8269 | 1.6915 | 1.6053 | 1.1519 | 1.2292 | 1.8588 | 0.9991 | 1.4978 | 0.7573 | 0.97672 | 0.78137 | 1.3243 | 1.0752 | 0.8116 | 1.3987 | 2.0032 | 1.7508 | 2.4359 | 1.0047 | 0.95041 | 1.3512 | 1.1508 | 1.1418 | 2.4242 | 1.3752 | 1.5823 | 0.7685 | 0.6935 | 1.1995 | 0.72372 | 0.98343 | 1.6338 | 1.4687 | 1.4055 | 1.0008 | 1.0797 | 1.6182 | 0.881 | 1.3187 | 0.68006 | 0.86813 | 0.69014 | 1.167 | 0.94817 | 0.73827 | 1.2381 | 1.7547 | 1.5303 | 2.0984 | 0.88716 | 0.84126 | 1.1676 | 1.017 | 1.0271 | 2.0878 | 1.2152 | 1.3668 | 0.67558 | 0.60898 | 1.045 | 0.63696 | 0.84406 | 1.4211 | 1.2728 | 1.2174 | 0.87597 | 0.94033 | 1.4004 | 0.76626 | 1.1435 | 0.60226 | 0.77298 | 0.60226 | 1.0137 | 0.83063 | 0.65991 | 1.0741 | 1.5185 | 1.3237 | 1.7866 | 0.77913 | 0.73771 | 1.0036 | 0.89947 | 0.91067 | 1.7794 | 1.0579 | 1.1737 | 0.54853 | 0.49423 | 0.84126 | 0.51942 | 0.66327 | 1.1396 | 1.0159 | 0.97224 | 0.71029 | 0.75507 | 1.1155 | 0.61513 | 0.91571 | 0.49423 | 0.642 | 0.48808 | 0.81328 | 0.67167 | 0.55077 | 0.86029 | 1.2135 | 1.0579 | 1.3971 | 0.63472 | 0.59834 | 0.79648 | 0.73939 | 0.75059 | 1.3903 | 0.85078 | 0.93306
404 | 0.2842 | 1.4786 | 0.34768 | 0.45608 | 0.24847 | 0.8508 | 0.29885 | 0.3396 | 0.5286 | 2.0836 | 0.6338 | 0.8248 | 0.611 | 3.1536 | 0.76276 | 0.97 | 0.85906 | 0.77658 | 1.327 | 0.81866 | 1.1239 | 1.8315 | 1.6957 | 1.6093 | 1.1548 | 1.2322 | 1.8635 | 1.0016 | 1.5015 | 0.75918 | 0.97914 | 0.78331 | 1.3276 | 1.0779 | 0.81361 | 1.4022 | 2.0082 | 1.7552 | 2.442 | 1.0072 | 0.95277 | 1.3545 | 1.1536 | 1.1447 | 2.4302 | 1.3787 | 1.5863 | 0.77041 | 0.69522 | 1.2025 | 0.72552 | 0.98587 | 1.6379 | 1.4724 | 1.409 | 1.0033 | 1.0824 | 1.6222 | 0.88319 | 1.322 | 0.68175 | 0.87028 | 0.69185 | 1.1699 | 0.95052 | 0.74011 | 1.2412 | 1.7591 | 1.5341 | 2.1036 | 0.88936 | 0.84335 | 1.1705 | 1.0195 | 1.0296 | 2.0929 | 1.2182 | 1.3702 | 0.67726 | 0.61049 | 1.0476 | 0.63854 | 0.84616 | 1.4247 | 1.276 | 1.2204 | 0.87814 | 0.94267 | 1.4039 | 0.76816 | 1.1464 | 0.60376 | 0.77489 | 0.60376 | 1.0162 | 0.83269 | 0.66155 | 1.0768 | 1.5223 | 1.327 | 1.7911 | 0.78107 | 0.73954 | 1.0061 | 0.90171 | 0.91293 | 1.7838 | 1.0605 | 1.1767 | 0.54989 | 0.49546 | 0.84335 | 0.52071 | 0.66492 | 1.1424 | 1.0184 | 0.97465 | 0.71205 | 0.75694 | 1.1183 | 0.61666 | 0.91798 | 0.49546 | 0.64359 | 0.48929 | 0.81529 | 0.67333 | 0.55213 | 0.86243 | 1.2165 | 1.0605 | 1.4005 | 0.6363 | 0.59983 | 0.79846 | 0.74123 | 0.75245 | 1.3938 | 0.85289 | 0.93537
405 | 0.28575 | 1.4826 | 0.3496 | 0.4586 | 0.24932 | 0.8535 | 0.30096 | 0.342 | 0.53075 | 2.0895 | 0.6365 | 0.8285 | 0.61375 | 3.162 | 0.76645 | 0.975 | 0.86119 | 0.7785 | 1.3303 | 0.82069 | 1.1267 | 1.836 | 1.6999 | 1.6132 | 1.1576 | 1.2353 | 1.8681 | 1.0041 | 1.5053 | 0.76106 | 0.98156 | 0.78525 | 1.3309 | 1.0806 | 0.81563 | 1.4057 | 2.0132 | 1.7595 | 2.448 | 1.0097 | 0.95513 | 1.3579 | 1.1565 | 1.1475 | 2.4362 | 1.3821 | 1.5902 | 0.77231 | 0.69694 | 1.2054 | 0.72731 | 0.98831 | 1.6419 | 1.476 | 1.4124 | 1.0057 | 1.0851 | 1.6262 | 0.88538 | 1.3252 | 0.68344 | 0.87244 | 0.69356 | 1.1728 | 0.95288 | 0.74194 | 1.2442 | 1.7634 | 1.5379 | 2.1088 | 0.89156 | 0.84544 | 1.1734 | 1.0221 | 1.0322 | 2.0981 | 1.2212 | 1.3736 | 0.67894 | 0.612 | 1.0502 | 0.64013 | 0.84825 | 1.4282 | 1.2791 | 1.2234 | 0.88031 | 0.945 | 1.4074 | 0.77006 | 1.1492 | 0.60525 | 0.77681 | 0.60525 | 1.0187 | 0.83475 | 0.66319 | 1.0794 | 1.5261 | 1.3303 | 1.7955 | 0.783 | 0.74137 | 1.0086 | 0.90394 | 0.91519 | 1.7882 | 1.0631 | 1.1796 | 0.55125 | 0.49669 | 0.84544 | 0.522 | 0.66656 | 1.1452 | 1.0209 | 0.97706 | 0.71381 | 0.75881 | 1.1211 | 0.61819 | 0.92025 | 0.49669 | 0.64519 | 0.4905 | 0.81731 | 0.675 | 0.5535 | 0.86456 | 1.2195 | 1.0631 | 1.404 | 0.63787 | 0.60131 | 0.80044 | 0.74306 | 0.75431 | 1.3972 | 0.855 | 0.93769
406 | 0.2873 | 1.4866 | 0.35152 | 0.46112 | 0.25017 | 0.8562 | 0.30307 | 0.3444 | 0.5329 | 2.0954 | 0.6392 | 0.8322 | 0.6165 | 3.1704 | 0.77014 | 0.98 | 0.86331 | 0.78042 | 1.3336 | 0.82271 | 1.1295 | 1.8405 | 1.7041 | 1.6172 | 1.1605 | 1.2383 | 1.8727 | 1.0065 | 1.509 | 0.76294 | 0.98399 | 0.78719 | 1.3342 | 1.0832 | 0.81764 | 1.4092 | 2.0182 | 1.7638 | 2.454 | 1.0122 | 0.95748 | 1.3612 | 1.1594 | 1.1503 | 2.4422 | 1.3855 | 1.5941 | 0.77422 | 0.69866 | 1.2084 | 0.72911 | 0.99075 | 1.646 | 1.4796 | 1.4159 | 1.0082 | 1.0877 | 1.6302 | 0.88756 | 1.3285 | 0.68513 | 0.87459 | 0.69528 | 1.1757 | 0.95523 | 0.74377 | 1.2473 | 1.7678 | 1.5417 | 2.114 | 0.89376 | 0.84753 | 1.1763 | 1.0246 | 1.0347 | 2.1033 | 1.2242 | 1.377 | 0.68061 | 0.61351 | 1.0528 | 0.64171 | 0.85034 | 1.4317 | 1.2823 | 1.2265 | 0.88249 | 0.94733 | 1.4108 | 0.77196 | 1.152 | 0.60674 | 0.77873 | 0.60674 | 1.0212 | 0.83681 | 0.66482 | 1.0821 | 1.5298 | 1.3336 | 1.7999 | 0.78493 | 0.74321 | 1.0111 | 0.90617 | 0.91745 | 1.7926 | 1.0657 | 1.1825 | 0.55261 | 0.49791 | 0.84752 | 0.52329 | 0.66821 | 1.1481 | 1.0235 | 0.97948 | 0.71558 | 0.76069 | 1.1238 | 0.61971 | 0.92252 | 0.49791 | 0.64678 | 0.49171 | 0.81933 | 0.67667 | 0.55487 | 0.8667 | 1.2225 | 1.0658 | 1.4075 | 0.63945 | 0.6028 | 0.80241 | 0.7449 | 0.75618 | 1.4007 | 0.85711 | 0.94
407 | 0.28885 | 1.4906 | 0.35344 | 0.46364 | 0.25102 | 0.8589 | 0.30518 | 0.3468 | 0.53505 | 2.1013 | 0.6419 | 0.8359 | 0.61925 | 3.1788 | 0.77383 | 0.985 | 0.86544 | 0.78234 | 1.3369 | 0.82474 | 1.1323 | 1.8451 | 1.7083 | 1.6212 | 1.1633 | 1.2414 | 1.8773 | 1.009 | 1.5127 | 0.76482 | 0.98641 | 0.78913 | 1.3374 | 1.0859 | 0.81965 | 1.4126 | 2.0231 | 1.7682 | 2.4601 | 1.0147 | 0.95984 | 1.3646 | 1.1622 | 1.1532 | 2.4482 | 1.3889 | 1.598 | 0.77613 | 0.70038 | 1.2114 | 0.7309 | 0.99319 | 1.65 | 1.4833 | 1.4194 | 1.0107 | 1.0904 | 1.6342 | 0.88975 | 1.3318 | 0.68681 | 0.87675 | 0.69699 | 1.1786 | 0.95758 | 0.7456 | 1.2504 | 1.7721 | 1.5455 | 2.1192 | 0.89597 | 0.84961 | 1.1792 | 1.0271 | 1.0373 | 2.1085 | 1.2272 | 1.3804 | 0.68229 | 0.61502 | 1.0554 | 0.64329 | 0.85244 | 1.4352 | 1.2854 | 1.2295 | 0.88466 | 0.94967 | 1.4143 | 0.77387 | 1.1549 | 0.60824 | 0.78065 | 0.60824 | 1.0237 | 0.83887 | 0.66646 | 1.0848 | 1.5336 | 1.3369 | 1.8044 | 0.78687 | 0.74504 | 1.0135 | 0.9084 | 0.91971 | 1.797 | 1.0684 | 1.1854 | 0.55397 | 0.49914 | 0.84961 | 0.52458 | 0.66985 | 1.1509 | 1.026 | 0.98189 | 0.71734 | 0.76256 | 1.1266 | 0.62124 | 0.92479 | 0.49914 | 0.64837 | 0.49292 | 0.82135 | 0.67833 | 0.55623 | 0.86883 | 1.2255 | 1.0684 | 1.4109 | 0.64102 | 0.60428 | 0.80439 | 0.74673 | 0.75804 | 1.4041 | 0.85922 | 0.94232
408 | 0.2904 | 1.4945 | 0.35536 | 0.46616 | 0.25186 | 0.8616 | 0.3073 | 0.3492 | 0.5372 | 2.1072 | 0.6446 | 0.8396 | 0.622 | 3.1872 | 0.77752 | 0.99 | 0.86757 | 0.78427 | 1.3402 | 0.82677 | 1.135 | 1.8496 | 1.7125 | 1.6252 | 1.1662 | 1.2444 | 1.8819 | 1.0115 | 1.5164 | 0.7667 | 0.98883 | 0.79107 | 1.3407 | 1.0886 | 0.82167 | 1.4161 | 2.0281 | 1.7725 | 2.4661 | 1.0172 | 0.9622 | 1.3679 | 1.1651 | 1.156 | 2.4542 | 1.3923 | 1.602 | 0.77803 | 0.7021 | 1.2144 | 0.7327 | 0.99563 | 1.6541 | 1.4869 | 1.4229 | 1.0132 | 1.0931 | 1.6382 | 0.89193 | 1.3351 | 0.6885 | 0.8789 | 0.6987 | 1.1815 | 0.95993 | 0.74743 | 1.2535 | 1.7765 | 1.5493 | 2.1244 | 0.89817 | 0.8517 | 1.1821 | 1.0296 | 1.0398 | 2.1137 | 1.2302 | 1.3838 | 0.68397 | 0.61653 | 1.058 | 0.64487 | 0.85453 | 1.4388 | 1.2886 | 1.2325 | 0.88683 | 0.952 | 1.4178 | 0.77577 | 1.1577 | 0.60973 | 0.78257 | 0.60973 | 1.0262 | 0.84093 | 0.6681 | 1.0874 | 1.5374 | 1.3402 | 1.8088 | 0.7888 | 0.74687 | 1.016 | 0.91063 | 0.92197 | 1.8014 | 1.071 | 1.1883 | 0.55533 | 0.50037 | 0.8517 | 0.52587 | 0.6715 | 1.1537 | 1.0285 | 0.9843 | 0.7191 | 0.76443 | 1.1294 | 0.62277 | 0.92707 | 0.50037 | 0.64997 | 0.49413 | 0.82337 | 0.68 | 0.5576 | 0.87097 | 1.2285 | 1.071 | 1.4144 | 0.6426 | 0.60577 | 0.80637 | 0.74857 | 0.7599 | 1.4076 | 0.86133 | 0.94463
409 | 0.29195 | 1.4985 | 0.35728 | 0.46868 | 0.25271 | 0.8643 | 0.30941 | 0.3516 | 0.53935 | 2.1131 | 0.6473 | 0.8433 | 0.62475 | 3.1956 | 0.78121 | 0.995 | 0.86969 | 0.78619 | 1.3435 | 0.82879 | 1.1378 | 1.8541 | 1.7167 | 1.6292 | 1.1691 | 1.2475 | 1.8865 | 1.014 | 1.5201 | 0.76858 | 0.99126 | 0.79301 | 1.344 | 1.0912 | 0.82368 | 1.4196 | 2.0331 | 1.7769 | 2.4722 | 1.0197 | 0.96456 | 1.3713 | 1.1679 | 1.1588 | 2.4602 | 1.3957 | 1.6059 | 0.77994 | 0.70382 | 1.2173 | 0.7345 | 0.99807 | 1.6582 | 1.4906 | 1.4264 | 1.0157 | 1.0958 | 1.6422 | 0.89412 | 1.3383 | 0.69019 | 0.88105 | 0.70041 | 1.1844 | 0.96229 | 0.74927 | 1.2565 | 1.7809 | 1.5531 | 2.1296 | 0.90037 | 0.85379 | 1.185 | 1.0322 | 1.0424 | 2.1188 | 1.2332 | 1.3872 | 0.68564 | 0.61804 | 1.0606 | 0.64645 | 0.85663 | 1.4423 | 1.2918 | 1.2355 | 0.88901 | 0.95433 | 1.4213 | 0.77767 | 1.1605 | 0.61123 | 0.78448 | 0.61123 | 1.0287 | 0.84299 | 0.66974 | 1.0901 | 1.5411 | 1.3435 | 1.8132 | 0.79073 | 0.7487 | 1.0185 | 0.91287 | 0.92423 | 1.8058 | 1.0736 | 1.1912 | 0.55669 | 0.50159 | 0.85379 | 0.52716 | 0.67315 | 1.1566 | 1.031 | 0.98671 | 0.72086 | 0.76631 | 1.1321 | 0.62429 | 0.92934 | 0.50159 | 0.65156 | 0.49534 | 0.82538 | 0.68167 | 0.55897 | 0.8731 | 1.2315 | 1.0736 | 1.4179 | 0.64417 | 0.60725 | 0.80834 | 0.7504 | 0.76176 | 1.411 | 0.86344 | 0.94695
410 | 0.2935 | 1.5025 | 0.3592 | 0.4712 | 0.25356 | 0.867 | 0.31152 | 0.354 | 0.5415 | 2.119 | 0.65 | 0.847 | 0.6275 | 3.204 | 0.7849 | 1 | 0.87182 | 0.78811 | 1.3467 | 0.83082 | 1.1406 | 1.8587 | 1.7209 | 1.6332 | 1.1719 | 1.2505 | 1.8911 | 1.0165 | 1.5238 | 0.77046 | 0.99368 | 0.79494 | 1.3473 | 1.0939 | 0.82569 | 1.423 | 2.038 | 1.7812 | 2.4782 | 1.0222 | 0.96692 | 1.3746 | 1.1708 | 1.1617 | 2.4663 | 1.3991 | 1.6098 | 0.78185 | 0.70554 | 1.2203 | 0.73629 | 1.0005 | 1.6622 | 1.4942 | 1.4299 | 1.0182 | 1.0985 | 1.6463 | 0.89631 | 1.3416 | 0.69188 | 0.88321 | 0.70213 | 1.1873 | 0.96464 | 0.7511 | 1.2596 | 1.7852 | 1.5569 | 2.1348 | 0.90257 | 0.85588 | 1.1879 | 1.0347 | 1.0449 | 2.124 | 1.2363 | 1.3906 | 0.68732 | 0.61956 | 1.0632 | 0.64803 | 0.85872 | 1.4458 | 1.2949 | 1.2385 | 0.89118 | 0.95667 | 1.4247 | 0.77957 | 1.1634 | 0.61272 | 0.7864 | 0.61272 | 1.0313 | 0.84506 | 0.67137 | 1.0928 | 1.5449 | 1.3467 | 1.8177 | 0.79267 | 0.75053 | 1.021 | 0.9151 | 0.92649 | 1.8103 | 1.0762 | 1.1941 | 0.55806 | 0.50282 | 0.85587 | 0.52844 | 0.67479 | 1.1594 | 1.0335 | 0.98913 | 0.72263 | 0.76818 | 1.1349 | 0.62582 | 0.93161 | 0.50282 | 0.65315 | 0.49656 | 0.8274 | 0.68333 | 0.56033 | 0.87524 | 1.2346 | 1.0763 | 1.4213 | 0.64575 | 0.60874 | 0.81032 | 0.75224 | 0.76363 | 1.4145 | 0.86556 | 0.94926
411 | 0.29505 | 1.5065 | 0.36112 | 0.47372 | 0.25441 | 0.8697 | 0.31363 | 0.3564 | 0.54365 | 2.1249 | 0.6527 | 0.8507 | 0.63025 | 3.2124 | 0.78859 | 1.005 | 0.87395 | 0.79003 | 1.35 | 0.83285 | 1.1434 | 1.8632 | 1.7251 | 1.6371 | 1.1748 | 1.2536 | 1.8957 | 1.0189 | 1.5276 | 0.77234 | 0.9961 | 0.79688 | 1.3506 | 1.0966 | 0.82771 | 1.4265 | 2.043 | 1.7856 | 2.4843 | 1.0246 | 0.96928 | 1.378 | 1.1736 | 1.1645 | 2.4723 | 1.4025 | 1.6137 | 0.78375 | 0.70726 | 1.2233 | 0.73809 | 1.003 | 1.6663 | 1.4979 | 1.4334 | 1.0206 | 1.1011 | 1.6503 | 0.89849 | 1.3449 | 0.69356 | 0.88536 | 0.70384 | 1.1902 | 0.96699 | 0.75293 | 1.2627 | 1.7896 | 1.5607 | 2.1401 | 0.90477 | 0.85796 | 1.1908 | 1.0372 | 1.0475 | 2.1292 | 1.2393 | 1.394 | 0.689 | 0.62107 | 1.0657 | 0.64961 | 0.86082 | 1.4493 | 1.2981 | 1.2416 | 0.89335 | 0.959 | 1.4282 | 0.78147 | 1.1662 | 0.61422 | 0.78832 | 0.61422 | 1.0338 | 0.84712 | 0.67301 | 1.0954 | 1.5487 | 1.35 | 1.8221 | 0.7946 | 0.75236 | 1.0235 | 0.91733 | 0.92875 | 1.8147 | 1.0789 | 1.197 | 0.55942 | 0.50405 | 0.85796 | 0.52973 | 0.67644 | 1.1622 | 1.0361 | 0.99154 | 0.72439 | 0.77005 | 1.1377 | 0.62735 | 0.93388 | 0.50405 | 0.65475 | 0.49777 | 0.82942 | 0.685 | 0.5617 | 0.87737 | 1.2376 | 1.0789 | 1.4248 | 0.64732 | 0.61022 | 0.8123 | 0.75407 | 0.76549 | 1.4179 | 0.86767 | 0.95158
412 | 0.2966 | 1.5105 | 0.36304 | 0.47624 | 0.25525 | 0.8724 | 0.31574 | 0.3588 | 0.5458 | 2.1308 | 0.6554 | 0.8544 | 0.633 | 3.2208 | 0.79228 | 1.01 | 0.87607 | 0.79196 | 1.3533 | 0.83487 | 1.1462 | 1.8677 | 1.7293 | 1.6411 | 1.1776 | 1.2566 | 1.9004 | 1.0214 | 1.5313 | 0.77422 | 0.99853 | 0.79882 | 1.3539 | 1.0992 | 0.82972 | 1.43 | 2.048 | 1.7899 | 2.4903 | 1.0271 | 0.97163 | 1.3813 | 1.1765 | 1.1673 | 2.4783 | 1.406 | 1.6177 | 0.78566 | 0.70898 | 1.2263 | 0.73988 | 1.0054 | 1.6703 | 1.5015 | 1.4369 | 1.0231 | 1.1038 | 1.6543 | 0.90068 | 1.3482 | 0.69525 | 0.88752 | 0.70555 | 1.1931 | 0.96934 | 0.75476 | 1.2658 | 1.7939 | 1.5645 | 2.1453 | 0.90697 | 0.86005 | 1.1937 | 1.0397 | 1.05 | 2.1344 | 1.2423 | 1.3974 | 0.69067 | 0.62258 | 1.0683 | 0.65119 | 0.86291 | 1.4529 | 1.3012 | 1.2446 | 0.89553 | 0.96133 | 1.4317 | 0.78337 | 1.1691 | 0.61571 | 0.79024 | 0.61571 | 1.0363 | 0.84918 | 0.67465 | 1.0981 | 1.5524 | 1.3533 | 1.8265 | 0.79653 | 0.75419 | 1.026 | 0.91956 | 0.93101 | 1.8191 | 1.0815 | 1.2 | 0.56078 | 0.50527 | 0.86005 | 0.53102 | 0.67808 | 1.165 | 1.0386 | 0.99395 | 0.72615 | 0.77193 | 1.1404 | 0.62887 | 0.93616 | 0.50527 | 0.65634 | 0.49898 | 0.83144 | 0.68667 | 0.56307 | 0.87951 | 1.2406 | 1.0815 | 1.4283 | 0.6489 | 0.61171 | 0.81427 | 0.75591 | 0.76735 | 1.4214 | 0.86978 | 0.95389
413 | 0.29815 | 1.5145 | 0.36496 | 0.47876 | 0.2561 | 0.8751 | 0.31786 | 0.3612 | 0.54795 | 2.1367 | 0.6581 | 0.8581 | 0.63575 | 3.2292 | 0.79597 | 1.015 | 0.8782 | 0.79388 | 1.3566 | 0.8369 | 1.1489 | 1.8723 | 1.7335 | 1.6451 | 1.1805 | 1.2597 | 1.905 | 1.0239 | 1.535 | 0.7761 | 1.001 | 0.80076 | 1.3572 | 1.1019 | 0.83174 | 1.4335 | 2.053 | 1.7943 | 2.4964 | 1.0296 | 0.97399 | 1.3847 | 1.1793 | 1.1702 | 2.4843 | 1.4094 | 1.6216 | 0.78757 | 0.7107 | 1.2292 | 0.74168 | 1.0078 | 1.6744 | 1.5052 | 1.4403 | 1.0256 | 1.1065 | 1.6583 | 0.90286 | 1.3514 | 0.69694 | 0.88967 | 0.70726 | 1.196 | 0.9717 | 0.75659 | 1.2688 | 1.7983 | 1.5683 | 2.1505 | 0.90917 | 0.86214 | 1.1966 | 1.0423 | 1.0526 | 2.1396 | 1.2453 | 1.4008 | 0.69235 | 0.62409 | 1.0709 | 0.65277 | 0.86501 | 1.4564 | 1.3044 | 1.2476 | 0.8977 | 0.96367 | 1.4352 | 0.78527 | 1.1719 | 0.61721 | 0.79216 | 0.61721 | 1.0388 | 0.85124 | 0.67629 | 1.1008 | 1.5562 | 1.3566 | 1.831 | 0.79847 | 0.75602 | 1.0285 | 0.92179 | 0.93327 | 1.8235 | 1.0841 | 1.2029 | 0.56214 | 0.5065 | 0.86214 | 0.53231 | 0.67973 | 1.1679 | 1.0411 | 0.99636 | 0.72791 | 0.7738 | 1.1432 | 0.6304 | 0.93843 | 0.5065 | 0.65793 | 0.50019 | 0.83346 | 0.68833 | 0.56443 | 0.88164 | 1.2436 | 1.0841 | 1.4317 | 0.65047 | 0.61319 | 0.81625 | 0.75774 | 0.76921 | 1.4248 | 0.87189 | 0.95621
414 | 0.2997 | 1.5185 | 0.36688 | 0.48128 | 0.25695 | 0.8778 | 0.31997 | 0.3636 | 0.5501 | 2.1426 | 0.6608 | 0.8618 | 0.6385 | 3.2376 | 0.79966 | 1.02 | 0.88033 | 0.7958 | 1.3599 | 0.83893 | 1.1517 | 1.8768 | 1.7377 | 1.6491 | 1.1834 | 1.2627 | 1.9096 | 1.0264 | 1.5387 | 0.77797 | 1.0034 | 0.8027 | 1.3604 | 1.1046 | 0.83375 | 1.4369 | 2.0579 | 1.7986 | 2.5024 | 1.0321 | 0.97635 | 1.3881 | 1.1822 | 1.173 | 2.4903 | 1.4128 | 1.6255 | 0.78947 | 0.71243 | 1.2322 | 0.74347 | 1.0103 | 1.6784 | 1.5088 | 1.4438 | 1.0281 | 1.1092 | 1.6623 | 0.90505 | 1.3547 | 0.69863 | 0.89182 | 0.70898 | 1.1989 | 0.97405 | 0.75842 | 1.2719 | 1.8026 | 1.572 | 2.1557 | 0.91138 | 0.86423 | 1.1994 | 1.0448 | 1.0551 | 2.1448 | 1.2483 | 1.4041 | 0.69403 | 0.6256 | 1.0735 | 0.65435 | 0.8671 | 1.4599 | 1.3075 | 1.2506 | 0.89988 | 0.966 | 1.4386 | 0.78718 | 1.1747 | 0.6187 | 0.79407 | 0.6187 | 1.0413 | 0.8533 | 0.67792 | 1.1034 | 1.56 | 1.3599 | 1.8354 | 0.8004 | 0.75785 | 1.031 | 0.92403 | 0.93553 | 1.8279 | 1.0868 | 1.2058 | 0.5635 | 0.50773 | 0.86422 | 0.5336 | 0.68138 | 1.1707 | 1.0436 | 0.99878 | 0.72968 | 0.77567 | 1.146 | 0.63192 | 0.9407 | 0.50772 | 0.65953 | 0.5014 | 0.83548 | 0.69 | 0.5658 | 0.88378 | 1.2466 | 1.0868 | 1.4352 | 0.65205 | 0.61467 | 0.81823 | 0.75958 | 0.77108 | 1.4283 | 0.874 | 0.95853
415 | 0.30125 | 1.5225 | 0.3688 | 0.4838 | 0.2578 | 0.8805 | 0.32208 | 0.366 | 0.55225 | 2.1485 | 0.6635 | 0.8655 | 0.64125 | 3.246 | 0.80335 | 1.025 | 0.88245 | 0.79772 | 1.3632 | 0.84095 | 1.1545 | 1.8813 | 1.7418 | 1.6531 | 1.1862 | 1.2658 | 1.9142 | 1.0289 | 1.5424 | 0.77985 | 1.0058 | 0.80464 | 1.3637 | 1.1072 | 0.83576 | 1.4404 | 2.0629 | 1.8029 | 2.5084 | 1.0346 | 0.97871 | 1.3914 | 1.1851 | 1.1758 | 2.4963 | 1.4162 | 1.6295 | 0.79138 | 0.71415 | 1.2352 | 0.74527 | 1.0127 | 1.6825 | 1.5124 | 1.4473 | 1.0306 | 1.1119 | 1.6663 | 0.90724 | 1.358 | 0.70031 | 0.89398 | 0.71069 | 1.2018 | 0.9764 | 0.76026 | 1.275 | 1.807 | 1.5758 | 2.1609 | 0.91358 | 0.86631 | 1.2023 | 1.0473 | 1.0577 | 2.1499 | 1.2513 | 1.4075 | 0.6957 | 0.62711 | 1.0761 | 0.65593 | 0.86919 | 1.4635 | 1.3107 | 1.2536 | 0.90205 | 0.96833 | 1.4421 | 0.78908 | 1.1776 | 0.62019 | 0.79599 | 0.62019 | 1.0438 | 0.85536 | 0.67956 | 1.1061 | 1.5637 | 1.3632 | 1.8398 | 0.80233 | 0.75968 | 1.0335 | 0.92626 | 0.93779 | 1.8323 | 1.0894 | 1.2087 | 0.56486 | 0.50895 | 0.86631 | 0.53489 | 0.68302 | 1.1735 | 1.0461 | 1.0012 | 0.73144 | 0.77755 | 1.1487 | 0.63345 | 0.94297 | 0.50895 | 0.66112 | 0.50261 | 0.83749 | 0.69167 | 0.56717 | 0.88591 | 1.2496 | 1.0894 | 1.4387 | 0.65362 | 0.61616 | 0.8202 | 0.76141 | 0.77294 | 1.4317 | 0.87611 | 0.96084
416 | 0.3028 | 1.5265 | 0.37072 | 0.48632 | 0.25864 | 0.8832 | 0.32419 | 0.3684 | 0.5544 | 2.1544 | 0.6662 | 0.8692 | 0.644 | 3.2544 | 0.80704 | 1.03 | 0.88458 | 0.79964 | 1.3664 | 0.84298 | 1.1573 | 1.8859 | 1.746 | 1.6571 | 1.1891 | 1.2688 | 1.9188 | 1.0313 | 1.5461 | 0.78173 | 1.0082 | 0.80658 | 1.367 | 1.1099 | 0.83778 | 1.4439 | 2.0679 | 1.8073 | 2.5145 | 1.0371 | 0.98107 | 1.3948 | 1.1879 | 1.1787 | 2.5024 | 1.4196 | 1.6334 | 0.79329 | 0.71587 | 1.2382 | 0.74707 | 1.0152 | 1.6865 | 1.5161 | 1.4508 | 1.0331 | 1.1145 | 1.6704 | 0.90942 | 1.3612 | 0.702 | 0.89613 | 0.7124 | 1.2047 | 0.97876 | 0.76209 | 1.278 | 1.8113 | 1.5796 | 2.1661 | 0.91578 | 0.8684 | 1.2052 | 1.0498 | 1.0602 | 2.1551 | 1.2544 | 1.4109 | 0.69738 | 0.62862 | 1.0787 | 0.65751 | 0.87129 | 1.467 | 1.3139 | 1.2567 | 0.90422 | 0.97067 | 1.4456 | 0.79098 | 1.1804 | 0.62169 | 0.79791 | 0.62169 | 1.0464 | 0.85742 | 0.6812 | 1.1088 | 1.5675 | 1.3664 | 1.8443 | 0.80427 | 0.76151 | 1.036 | 0.92849 | 0.94004 | 1.8368 | 1.092 | 1.2116 | 0.56622 | 0.51018 | 0.8684 | 0.53618 | 0.68467 | 1.1764 | 1.0487 | 1.0036 | 0.7332 | 0.77942 | 1.1515 | 0.63498 | 0.94524 | 0.51018 | 0.66271 | 0.50382 | 0.83951 | 0.69333 | 0.56853 | 0.88804 | 1.2526 | 1.092 | 1.4421 | 0.6552 | 0.61764 | 0.82218 | 0.76324 | 0.7748 | 1.4352 | 0.87822 | 0.96316
417 | 0.30435 | 1.5304 | 0.37264 | 0.48884 | 0.25949 | 0.8859 | 0.3263 | 0.3708 | 0.55655 | 2.1603 | 0.6689 | 0.8729 | 0.64675 | 3.2628 | 0.81073 | 1.035 | 0.8867 | 0.80157 | 1.3697 | 0.845 | 1.1601 | 1.8904 | 1.7502 | 1.661 | 1.1919 | 1.2719 | 1.9234 | 1.0338 | 1.5499 | 0.78361 | 1.0106 | 0.80852 | 1.3703 | 1.1126 | 0.83979 | 1.4473 | 2.0728 | 1.8116 | 2.5205 | 1.0396 | 0.98343 | 1.3981 | 1.1908 | 1.1815 | 2.5084 | 1.423 | 1.6373 | 0.7952 | 0.71759 | 1.2412 | 0.74886 | 1.0176 | 1.6906 | 1.5197 | 1.4543 | 1.0355 | 1.1172 | 1.6744 | 0.91161 | 1.3645 | 0.70369 | 0.89829 | 0.71411 | 1.2076 | 0.98111 | 0.76392 | 1.2811 | 1.8157 | 1.5834 | 2.1713 | 0.91798 | 0.87049 | 1.2081 | 1.0523 | 1.0628 | 2.1603 | 1.2574 | 1.4143 | 0.69905 | 0.63013 | 1.0813 | 0.65909 | 0.87338 | 1.4705 | 1.317 | 1.2597 | 0.9064 | 0.973 | 1.4491 | 0.79288 | 1.1832 | 0.62318 | 0.79983 | 0.62318 | 1.0489 | 0.85948 | 0.68284 | 1.1114 | 1.5713 | 1.3697 | 1.8487 | 0.8062 | 0.76334 | 1.0384 | 0.93072 | 0.9423 | 1.8412 | 1.0946 | 1.2145 | 0.56758 | 0.5114 | 0.87049 | 0.53747 | 0.68631 | 1.1792 | 1.0512 | 1.006 | 0.73496 | 0.7813 | 1.1543 | 0.6365 | 0.94752 | 0.5114 | 0.6643 | 0.50503 | 0.84153 | 0.695 | 0.5699 | 0.89018 | 1.2556 | 1.0946 | 1.4456 | 0.65677 | 0.61913 | 0.82415 | 0.76508 | 0.77666 | 1.4386 | 0.88033 | 0.96547
418 | 0.3059 | 1.5344 | 0.37456 | 0.49136 | 0.26034 | 0.8886 | 0.32842 | 0.3732 | 0.5587 | 2.1662 | 0.6716 | 0.8766 | 0.6495 | 3.2712 | 0.81442 | 1.04 | 0.88883 | 0.80349 | 1.373 | 0.84703 | 1.1629 | 1.8949 | 1.7544 | 1.665 | 1.1948 | 1.2749 | 1.928 | 1.0363 | 1.5536 | 0.78549 | 1.0131 | 0.81046 | 1.3736 | 1.1152 | 0.84181 | 1.4508 | 2.0778 | 1.816 | 2.5266 | 1.0421 | 0.98578 | 1.4015 | 1.1936 | 1.1843 | 2.5144 | 1.4264 | 1.6412 | 0.7971 | 0.71931 | 1.2441 | 0.75066 | 1.02 | 1.6946 | 1.5234 | 1.4578 | 1.038 | 1.1199 | 1.6784 | 0.91379 | 1.3678 | 0.70538 | 0.90044 | 0.71583 | 1.2105 | 0.98346 | 0.76575 | 1.2842 | 1.82 | 1.5872 | 2.1765 | 0.92018 | 0.87258 | 1.211 | 1.0549 | 1.0653 | 2.1655 | 1.2604 | 1.4177 | 0.70073 | 0.63164 | 1.0839 | 0.66067 | 0.87548 | 1.474 | 1.3202 | 1.2627 | 0.90857 | 0.97533 | 1.4525 | 0.79478 | 1.1861 | 0.62468 | 0.80175 | 0.62468 | 1.0514 | 0.86154 | 0.68447 | 1.1141 | 1.575 | 1.373 | 1.8531 | 0.80813 | 0.76517 | 1.0409 | 0.93295 | 0.94456 | 1.8456 | 1.0973 | 1.2174 | 0.56894 | 0.51263 | 0.87257 | 0.53876 | 0.68796 | 1.182 | 1.0537 | 1.0084 | 0.73673 | 0.78317 | 1.157 | 0.63803 | 0.94979 | 0.51263 | 0.6659 | 0.50624 | 0.84355 | 0.69667 | 0.57127 | 0.89231 | 1.2586 | 1.0973 | 1.4491 | 0.65835 | 0.62061 | 0.82613 | 0.76691 | 0.77853 | 1.4421 | 0.88244 | 0.96779
419 | 0.30745 | 1.5384 | 0.37648 | 0.49388 | 0.26119 | 0.8913 | 0.33053 | 0.3756 | 0.56085 | 2.1721 | 0.6743 | 0.8803 | 0.65225 | 3.2796 | 0.81811 | 1.045 | 0.89096 | 0.80541 | 1.3763 | 0.84906 | 1.1656 | 1.8995 | 1.7586 | 1.669 | 1.1976 | 1.278 | 1.9326 | 1.0388 | 1.5573 | 0.78737 | 1.0155 | 0.81239 | 1.3769 | 1.1179 | 0.84382 | 1.4543 | 2.0828 | 1.8203 | 2.5326 | 1.0446 | 0.98814 | 1.4048 | 1.1965 | 1.1872 | 2.5204 | 1.4298 | 1.6452 | 0.79901 | 0.72103 | 1.2471 | 0.75245 | 1.0225 | 1.6987 | 1.527 | 1.4613 | 1.0405 | 1.1226 | 1.6824 | 0.91598 | 1.3711 | 0.70706 | 0.9026 | 0.71754 | 1.2134 | 0.98581 | 0.76758 | 1.2873 | 1.8244 | 1.591 | 2.1817 | 0.92238 | 0.87466 | 1.2139 | 1.0574 | 1.0679 | 2.1707 | 1.2634 | 1.4211 | 0.70241 | 0.63316 | 1.0865 | 0.66225 | 0.87757 | 1.4776 | 1.3233 | 1.2657 | 0.91074 | 0.97767 | 1.456 | 0.79668 | 1.1889 | 0.62617 | 0.80366 | 0.62617 | 1.0539 | 0.86361 | 0.68611 | 1.1168 | 1.5788 | 1.3763 | 1.8576 | 0.81007 | 0.767 | 1.0434 | 0.93518 | 0.94682 | 1.85 | 1.0999 | 1.2203 | 0.57031 | 0.51386 | 0.87466 | 0.54004 | 0.6896 | 1.1848 | 1.0562 | 1.0108 | 0.73849 | 0.78504 | 1.1598 | 0.63956 | 0.95206 | 0.51386 | 0.66749 | 0.50746 | 0.84557 | 0.69833 | 0.57263 | 0.89445 | 1.2617 | 1.0999 | 1.4525 | 0.65992 | 0.6221 | 0.82811 | 0.76875 | 0.78039 | 1.4455 | 0.88456 | 0.9701
420 | 0.309 | 1.5424 | 0.3784 | 0.4964 | 0.26203 | 0.894 | 0.33264 | 0.378 | 0.563 | 2.178 | 0.677 | 0.884 | 0.655 | 3.288 | 0.8218 | 1.05 | 0.89308 | 0.80733 | 1.3796 | 0.85108 | 1.1684 | 1.904 | 1.7628 | 1.673 | 1.2005 | 1.281 | 1.9373 | 1.0412 | 1.561 | 0.78925 | 1.0179 | 0.81433 | 1.3802 | 1.1206 | 0.84583 | 1.4577 | 2.0877 | 1.8247 | 2.5387 | 1.0471 | 0.9905 | 1.4082 | 1.1993 | 1.19 | 2.5264 | 1.4333 | 1.6491 | 0.80092 | 0.72275 | 1.2501 | 0.75425 | 1.0249 | 1.7028 | 1.5307 | 1.4648 | 1.043 | 1.1253 | 1.6864 | 0.91817 | 1.3743 | 0.70875 | 0.90475 | 0.71925 | 1.2162 | 0.98817 | 0.76942 | 1.2903 | 1.8287 | 1.5948 | 2.1869 | 0.92458 | 0.87675 | 1.2168 | 1.0599 | 1.0704 | 2.1758 | 1.2664 | 1.4245 | 0.70408 | 0.63467 | 1.0891 | 0.66383 | 0.87967 | 1.4811 | 1.3265 | 1.2688 | 0.91292 | 0.98 | 1.4595 | 0.79858 | 1.1918 | 0.62767 | 0.80558 | 0.62767 | 1.0564 | 0.86567 | 0.68775 | 1.1194 | 1.5826 | 1.3796 | 1.862 | 0.812 | 0.76883 | 1.0459 | 0.93742 | 0.94908 | 1.8544 | 1.1025 | 1.2233 | 0.57167 | 0.51508 | 0.87675 | 0.54133 | 0.69125 | 1.1877 | 1.0587 | 1.0133 | 0.74025 | 0.78692 | 1.1626 | 0.64108 | 0.95433 | 0.51508 | 0.66908 | 0.50867 | 0.84758 | 0.7 | 0.574 | 0.89658 | 1.2647 | 1.1025 | 1.456 | 0.6615 | 0.62358 | 0.83008 | 0.77058 | 0.78225 | 1.449 | 0.88667 | 0.97242
421 | 0.31055 | 1.5464 | 0.38032 | 0.49892 | 0.26288 | 0.8967 | 0.33475 | 0.3804 | 0.56515 | 2.1839 | 0.6797 | 0.8877 | 0.65775 | 3.2964 | 0.82549 | 1.055 | 0.89521 | 0.80926 | 1.3829 | 0.85311 | 1.1712 | 1.9085 | 1.767 | 1.677 | 1.2034 | 1.2841 | 1.9419 | 1.0437 | 1.5647 | 0.79113 | 1.0203 | 0.81627 | 1.3835 | 1.1233 | 0.84785 | 1.4612 | 2.0927 | 1.829 | 2.5447 | 1.0496 | 0.99286 | 1.4115 | 1.2022 | 1.1928 | 2.5324 | 1.4367 | 1.653 | 0.80282 | 0.72447 | 1.2531 | 0.75605 | 1.0274 | 1.7068 | 1.5343 | 1.4682 | 1.0455 | 1.1279 | 1.6904 | 0.92035 | 1.3776 | 0.71044 | 0.9069 | 0.72096 | 1.2191 | 0.99052 | 0.77125 | 1.2934 | 1.8331 | 1.5986 | 2.1921 | 0.92678 | 0.87884 | 1.2197 | 1.0624 | 1.073 | 2.181 | 1.2694 | 1.4279 | 0.70576 | 0.63618 | 1.0917 | 0.66541 | 0.88176 | 1.4846 | 1.3297 | 1.2718 | 0.91509 | 0.98233 | 1.463 | 0.80048 | 1.1946 | 0.62916 | 0.8075 | 0.62916 | 1.0589 | 0.86773 | 0.68939 | 1.1221 | 1.5864 | 1.3829 | 1.8664 | 0.81393 | 0.77066 | 1.0484 | 0.93965 | 0.95134 | 1.8588 | 1.1051 | 1.2262 | 0.57303 | 0.51631 | 0.87884 | 0.54262 | 0.6929 | 1.1905 | 1.0613 | 1.0157 | 0.74201 | 0.78879 | 1.1654 | 0.64261 | 0.95661 | 0.51631 | 0.67068 | 0.50988 | 0.8496 | 0.70167 | 0.57537 | 0.89872 | 1.2677 | 1.1051 | 1.4595 | 0.66307 | 0.62507 | 0.83206 | 0.77242 | 0.78411 | 1.4524 | 0.88878 | 0.97473
422 | 0.3121 | 1.5504 | 0.38224 | 0.50144 | 0.26373 | 0.8994 | 0.33686 | 0.3828 | 0.5673 | 2.1898 | 0.6824 | 0.8914 | 0.6605 | 3.3048 | 0.82918 | 1.06 | 0.89734 | 0.81118 | 1.3862 | 0.85514 | 1.174 | 1.9131 | 1.7712 | 1.681 | 1.2062 | 1.2871 | 1.9465 | 1.0462 | 1.5684 | 0.79301 | 1.0228 | 0.81821 | 1.3867 | 1.1259 | 0.84986 | 1.4647 | 2.0977 | 1.8334 | 2.5508 | 1.0521 | 0.99522 | 1.4149 | 1.205 | 1.1957 | 2.5384 | 1.4401 | 1.6569 | 0.80473 | 0.72619 | 1.256 | 0.75784 | 1.0298 | 1.7109 | 1.538 | 1.4717 | 1.048 | 1.1306 | 1.6944 | 0.92254 | 1.3809 | 0.71213 | 0.90906 | 0.72268 | 1.222 | 0.99287 | 0.77308 | 1.2965 | 1.8375 | 1.6024 | 2.1973 | 0.92899 | 0.88093 | 1.2226 | 1.065 | 1.0755 | 2.1862 | 1.2724 | 1.4313 | 0.70744 | 0.63769 | 1.0943 | 0.66699 | 0.88386 | 1.4881 | 1.3328 | 1.2748 | 0.91726 | 0.98467 | 1.4664 | 0.80239 | 1.1974 | 0.63066 | 0.80942 | 0.63066 | 1.0614 | 0.86979 | 0.69102 | 1.1247 | 1.5901 | 1.3862 | 1.8709 | 0.81587 | 0.77249 | 1.0509 | 0.94188 | 0.9536 | 1.8632 | 1.1078 | 1.2291 | 0.57439 | 0.51754 | 0.88092 | 0.54391 | 0.69454 | 1.1933 | 1.0638 | 1.0181 | 0.74378 | 0.79066 | 1.1681 | 0.64414 | 0.95888 | 0.51754 | 0.67227 | 0.51109 | 0.85162 | 0.70333 | 0.57673 | 0.90085 | 1.2707 | 1.1078 | 1.4629 | 0.66465 | 0.62655 | 0.83404 | 0.77425 | 0.78598 | 1.4559 | 0.89089 | 0.97705
423 | 0.31365 | 1.5544 | 0.38416 | 0.50396 | 0.26458 | 0.9021 | 0.33898 | 0.3852 | 0.56945 | 2.1957 | 0.6851 | 0.8951 | 0.66325 | 3.3132 | 0.83287 | 1.065 | 0.89946 | 0.8131 | 1.3894 | 0.85716 | 1.1768 | 1.9176 | 1.7754 | 1.6849 | 1.2091 | 1.2902 | 1.9511 | 1.0487 | 1.5722 | 0.79489 | 1.0252 | 0.82015 | 1.39 | 1.1286 | 0.85188 | 1.4682 | 2.1027 | 1.8377 | 2.5568 | 1.0546 | 0.99758 | 1.4182 | 1.2079 | 1.1985 | 2.5445 | 1.4435 | 1.6609 | 0.80664 | 0.72791 | 1.259 | 0.75964 | 1.0322 | 1.7149 | 1.5416 | 1.4752 | 1.0504 | 1.1333 | 1.6985 | 0.92473 | 1.3841 | 0.71381 | 0.91121 | 0.72439 | 1.2249 | 0.99523 | 0.77491 | 1.2995 | 1.8418 | 1.6062 | 2.2025 | 0.93119 | 0.88301 | 1.2255 | 1.0675 | 1.0781 | 2.1914 | 1.2755 | 1.4347 | 0.70911 | 0.6392 | 1.0969 | 0.66858 | 0.88595 | 1.4917 | 1.336 | 1.2778 | 0.91944 | 0.987 | 1.4699 | 0.80429 | 1.2003 | 0.63215 | 0.81134 | 0.63215 | 1.064 | 0.87185 | 0.69266 | 1.1274 | 1.5939 | 1.3894 | 1.8753 | 0.8178 | 0.77432 | 1.0534 | 0.94411 | 0.95586 | 1.8677 | 1.1104 | 1.232 | 0.57575 | 0.51876 | 0.88301 | 0.5452 | 0.69619 | 1.1961 | 1.0663 | 1.0205 | 0.74554 | 0.79254 | 1.1709 | 0.64566 | 0.96115 | 0.51876 | 0.67386 | 0.5123 | 0.85364 | 0.705 | 0.5781 | 0.90299 | 1.2737 | 1.1104 | 1.4664 | 0.66622 | 0.62804 | 0.83601 | 0.77609 | 0.78784 | 1.4593 | 0.893 | 0.97936
424 | 0.3152 | 1.5584 | 0.38608 | 0.50648 | 0.26542 | 0.9048 | 0.34109 | 0.3876 | 0.5716 | 2.2016 | 0.6878 | 0.8988 | 0.666 | 3.3216 | 0.83656 | 1.07 | 0.90159 | 0.81502 | 1.3927 | 0.85919 | 1.1795 | 1.9221 | 1.7796 | 1.6889 | 1.2119 | 1.2932 | 1.9557 | 1.0512 | 1.5759 | 0.79677 | 1.0276 | 0.82209 | 1.3933 | 1.1313 | 0.85389 | 1.4716 | 2.1076 | 1.842 | 2.5628 | 1.0571 | 0.99993 | 1.4216 | 1.2108 | 1.2013 | 2.5505 | 1.4469 | 1.6648 | 0.80854 | 0.72963 | 1.262 | 0.76143 | 1.0347 | 1.719 | 1.5452 | 1.4787 | 1.0529 | 1.136 | 1.7025 | 0.92691 | 1.3874 | 0.7155 | 0.91337 | 0.7261 | 1.2278 | 0.99758 | 0.77674 | 1.3026 | 1.8462 | 1.61 | 2.2077 | 0.93339 | 0.8851 | 1.2284 | 1.07 | 1.0806 | 2.1966 | 1.2785 | 1.4381 | 0.71079 | 0.64071 | 1.0995 | 0.67016 | 0.88804 | 1.4952 | 1.3391 | 1.2808 | 0.92161 | 0.98933 | 1.4734 | 0.80619 | 1.2031 | 0.63364 | 0.81326 | 0.63364 | 1.0665 | 0.87391 | 0.6943 | 1.1301 | 1.5977 | 1.3927 | 1.8797 | 0.81973 | 0.77616 | 1.0559 | 0.94634 | 0.95812 | 1.8721 | 1.113 | 1.2349 | 0.57711 | 0.51999 | 0.8851 | 0.54649 | 0.69783 | 1.199 | 1.0688 | 1.0229 | 0.7473 | 0.79441 | 1.1737 | 0.64719 | 0.96342 | 0.51999 | 0.67546 | 0.51351 | 0.85566 | 0.70667 | 0.57947 | 0.90512 | 1.2767 | 1.113 | 1.4699 | 0.6678 | 0.62952 | 0.83799 | 0.77792 | 0.7897 | 1.4628 | 0.89511 | 0.98168
425 | 0.31675 | 1.5624 | 0.388 | 0.509 | 0.26627 | 0.9075 | 0.3432 | 0.39 | 0.57375 | 2.2075 | 0.6905 | 0.9025 | 0.66875 | 3.33 | 0.84025 | 1.075 | 0.90372 | 0.81694 | 1.396 | 0.86122 | 1.1823 | 1.9267 | 1.7838 | 1.6929 | 1.2148 | 1.2963 | 1.9603 | 1.0536 | 1.5796 | 0.79865 | 1.03 | 0.82403 | 1.3966 | 1.1339 | 0.8559 | 1.4751 | 2.1126 | 1.8464 | 2.5689 | 1.0595 | 1.0023 | 1.4249 | 1.2136 | 1.2042 | 2.5565 | 1.4503 | 1.6687 | 0.81045 | 0.73135 | 1.265 | 0.76323 | 1.0371 | 1.723 | 1.5489 | 1.4822 | 1.0554 | 1.1386 | 1.7065 | 0.9291 | 1.3907 | 0.71719 | 0.91552 | 0.72781 | 1.2307 | 0.99993 | 0.77858 | 1.3057 | 1.8505 | 1.6138 | 2.213 | 0.93559 | 0.88719 | 1.2313 | 1.0725 | 1.0832 | 2.2017 | 1.2815 | 1.4415 | 0.71247 | 0.64222 | 1.102 | 0.67174 | 0.89014 | 1.4987 | 1.3423 | 1.2839 | 0.92378 | 0.99167 | 1.4769 | 0.80809 | 1.2059 | 0.63514 | 0.81517 | 0.63514 | 1.069 | 0.87597 | 0.69594 | 1.1327 | 1.6014 | 1.396 | 1.8842 | 0.82167 | 0.77799 | 1.0584 | 0.94858 | 0.96038 | 1.8765 | 1.1156 | 1.2378 | 0.57847 | 0.52122 | 0.88719 | 0.54778 | 0.69948 | 1.2018 | 1.0714 | 1.0253 | 0.74906 | 0.79628 | 1.1764 | 0.64872 | 0.96569 | 0.52122 | 0.67705 | 0.51472 | 0.85767 | 0.70833 | 0.58083 | 0.90726 | 1.2797 | 1.1156 | 1.4733 | 0.66937 | 0.63101 | 0.83997 | 0.77976 | 0.79156 | 1.4662 | 0.89722 | 0.98399
426 | 0.3183 | 1.5663 | 0.38992 | 0.51152 | 0.26712 | 0.9102 | 0.34531 | 0.3924 | 0.5759 | 2.2134 | 0.6932 | 0.9062 | 0.6715 | 3.3384 | 0.84394 | 1.08 | 0.90584 | 0.81887 | 1.3993 | 0.86324 | 1.1851 | 1.9312 | 1.788 | 1.6969 | 1.2177 | 1.2993 | 1.9649 | 1.0561 | 1.5833 | 0.80052 | 1.0325 | 0.82597 | 1.3999 | 1.1366 | 0.85792 | 1.4786 | 2.1176 | 1.8507 | 2.5749 | 1.062 | 1.0047 | 1.4283 | 1.2165 | 1.207 | 2.5625 | 1.4537 | 1.6726 | 0.81236 | 0.73308 | 1.2679 | 0.76502 | 1.0396 | 1.7271 | 1.5525 | 1.4857 | 1.0579 | 1.1413 | 1.7105 | 0.93128 | 1.394 | 0.71888 | 0.91767 | 0.72953 | 1.2336 | 1.0023 | 0.78041 | 1.3088 | 1.8549 | 1.6176 | 2.2182 | 0.93779 | 0.88928 | 1.2342 | 1.0751 | 1.0857 | 2.2069 | 1.2845 | 1.4448 | 0.71414 | 0.64373 | 1.1046 | 0.67332 | 0.89223 | 1.5022 | 1.3454 | 1.2869 | 0.92596 | 0.994 | 1.4803 | 0.80999 | 1.2088 | 0.63663 | 0.81709 | 0.63663 | 1.0715 | 0.87803 | 0.69757 | 1.1354 | 1.6052 | 1.3993 | 1.8886 | 0.8236 | 0.77982 | 1.0609 | 0.95081 | 0.96264 | 1.8809 | 1.1182 | 1.2407 | 0.57983 | 0.52244 | 0.88927 | 0.54907 | 0.70113 | 1.2046 | 1.0739 | 1.0277 | 0.75083 | 0.79816 | 1.1792 | 0.65024 | 0.96797 | 0.52244 | 0.67864 | 0.51593 | 0.85969 | 0.71 | 0.5822 | 0.90939 | 1.2827 | 1.1183 | 1.4768 | 0.67095 | 0.63249 | 0.84194 | 0.78159 | 0.79343 | 1.4697 | 0.89933 | 0.98631
427 | 0.31985 | 1.5703 | 0.39184 | 0.51404 | 0.26797 | 0.9129 | 0.34742 | 0.3948 | 0.57805 | 2.2193 | 0.6959 | 0.9099 | 0.67425 | 3.3468 | 0.84763 | 1.085 | 0.90797 | 0.82079 | 1.4026 | 0.86527 | 1.1879 | 1.9357 | 1.7922 | 1.7009 | 1.2205 | 1.3024 | 1.9695 | 1.0586 | 1.587 | 0.8024 | 1.0349 | 0.82791 | 1.4032 | 1.1393 | 0.85993 | 1.482 | 2.1225 | 1.8551 | 2.581 | 1.0645 | 1.007 | 1.4316 | 1.2193 | 1.2098 | 2.5685 | 1.4571 | 1.6766 | 0.81427 | 0.7348 | 1.2709 | 0.76682 | 1.042 | 1.7311 | 1.5562 | 1.4892 | 1.0604 | 1.144 | 1.7145 | 0.93347 | 1.3972 | 0.72056 | 0.91983 | 0.73124 | 1.2365 | 1.0046 | 0.78224 | 1.3118 | 1.8592 | 1.6214 | 2.2234 | 0.93999 | 0.89136 | 1.2371 | 1.0776 | 1.0883 | 2.2121 | 1.2875 | 1.4482 | 0.71582 | 0.64524 | 1.1072 | 0.6749 | 0.89433 | 1.5058 | 1.3486 | 1.2899 | 0.92813 | 0.99633 | 1.4838 | 0.81189 | 1.2116 | 0.63813 | 0.81901 | 0.63813 | 1.074 | 0.88009 | 0.69921 | 1.1381 | 1.609 | 1.4026 | 1.893 | 0.82553 | 0.78165 | 1.0633 | 0.95304 | 0.9649 | 1.8853 | 1.1209 | 1.2436 | 0.58119 | 0.52367 | 0.89136 | 0.55036 | 0.70277 | 1.2075 | 1.0764 | 1.0301 | 0.75259 | 0.80003 | 1.182 | 0.65177 | 0.97024 | 0.52367 | 0.68023 | 0.51714 | 0.86171 | 0.71167 | 0.58357 | 0.91153 | 1.2857 | 1.1209 | 1.4803 | 0.67252 | 0.63398 | 0.84392 | 0.78343 | 0.79529 | 1.4731 | 0.90144 | 0.98862
428 | 0.3214 | 1.5743 | 0.39376 | 0.51656 | 0.26881 | 0.9156 | 0.34954 | 0.3972 | 0.5802 | 2.2252 | 0.6986 | 0.9136 | 0.677 | 3.3552 | 0.85132 | 1.09 | 0.91009 | 0.82271 | 1.4059 | 0.86729 | 1.1907 | 1.9403 | 1.7964 | 1.7049 | 1.2234 | 1.3054 | 1.9742 | 1.0611 | 1.5907 | 0.80428 | 1.0373 | 0.82984 | 1.4065 | 1.1419 | 0.86194 | 1.4855 | 2.1275 | 1.8594 | 2.587 | 1.067 | 1.0094 | 1.435 | 1.2222 | 1.2127 | 2.5745 | 1.4606 | 1.6805 | 0.81617 | 0.73652 | 1.2739 | 0.76862 | 1.0444 | 1.7352 | 1.5598 | 1.4927 | 1.0629 | 1.1467 | 1.7185 | 0.93566 | 1.4005 | 0.72225 | 0.92198 | 0.73295 | 1.2394 | 1.007 | 0.78407 | 1.3149 | 1.8636 | 1.6252 | 2.2286 | 0.94219 | 0.89345 | 1.24 | 1.0801 | 1.0908 | 2.2173 | 1.2905 | 1.4516 | 0.71749 | 0.64676 | 1.1098 | 0.67648 | 0.89642 | 1.5093 | 1.3518 | 1.2929 | 0.93031 | 0.99867 | 1.4873 | 0.81379 | 1.2145 | 0.63962 | 0.82093 | 0.63962 | 1.0765 | 0.88216 | 0.70085 | 1.1407 | 1.6127 | 1.4059 | 1.8975 | 0.82747 | 0.78348 | 1.0658 | 0.95527 | 0.96716 | 1.8897 | 1.1235 | 1.2466 | 0.58256 | 0.52489 | 0.89345 | 0.55164 | 0.70442 | 1.2103 | 1.0789 | 1.0326 | 0.75435 | 0.80191 | 1.1847 | 0.65329 | 0.97251 | 0.52489 | 0.68183 | 0.51836 | 0.86373 | 0.71333 | 0.58493 | 0.91366 | 1.2888 | 1.1235 | 1.4837 | 0.6741 | 0.63546 | 0.84589 | 0.78526 | 0.79715 | 1.4766 | 0.90356 | 0.99094
429 | 0.32295 | 1.5783 | 0.39568 | 0.51908 | 0.26966 | 0.9183 | 0.35165 | 0.3996 | 0.58235 | 2.2311 | 0.7013 | 0.9173 | 0.67975 | 3.3636 | 0.85501 | 1.095 | 0.91222 | 0.82463 | 1.4091 | 0.86932 | 1.1935 | 1.9448 | 1.8006 | 1.7088 | 1.2262 | 1.3085 | 1.9788 | 1.0636 | 1.5945 | 0.80616 | 1.0397 | 0.83178 | 1.4097 | 1.1446 | 0.86396 | 1.489 | 2.1325 | 1.8638 | 2.5931 | 1.0695 | 1.0117 | 1.4383 | 1.225 | 1.2155 | 2.5806 | 1.464 | 1.6844 | 0.81808 | 0.73824 | 1.2769 | 0.77041 | 1.0469 | 1.7392 | 1.5635 | 1.4961 | 1.0653 | 1.1494 | 1.7226 | 0.93784 | 1.4038 | 0.72394 | 0.92414 | 0.73466 | 1.2423 | 1.0093 | 0.7859 | 1.318 | 1.8679 | 1.629 | 2.2338 | 0.9444 | 0.89554 | 1.2429 | 1.0826 | 1.0934 | 2.2225 | 1.2936 | 1.455 | 0.71917 | 0.64827 | 1.1124 | 0.67806 | 0.89852 | 1.5128 | 1.3549 | 1.2959 | 0.93248 | 1.001 | 1.4908 | 0.8157 | 1.2173 | 0.64112 | 0.82285 | 0.64112 | 1.0791 | 0.88422 | 0.70249 | 1.1434 | 1.6165 | 1.4091 | 1.9019 | 0.8294 | 0.78531 | 1.0683 | 0.9575 | 0.96942 | 1.8942 | 1.1261 | 1.2495 | 0.58392 | 0.52612 | 0.89554 | 0.55293 | 0.70606 | 1.2131 | 1.0814 | 1.035 | 0.75611 | 0.80378 | 1.1875 | 0.65482 | 0.97478 | 0.52612 | 0.68342 | 0.51957 | 0.86575 | 0.715 | 0.5863 | 0.9158 | 1.2918 | 1.1261 | 1.4872 | 0.67567 | 0.63695 | 0.84787 | 0.7871 | 0.79901 | 1.48 | 0.90567 | 0.99325
430 | 0.3245 | 1.5823 | 0.3976 | 0.5216 | 0.27051 | 0.921 | 0.35376 | 0.402 | 0.5845 | 2.237 | 0.704 | 0.921 | 0.6825 | 3.372 | 0.8587 | 1.1 | 0.91435 | 0.82656 | 1.4124 | 0.87135 | 1.1962 | 1.9493 | 1.8048 | 1.7128 | 1.2291 | 1.3115 | 1.9834 | 1.066 | 1.5982 | 0.80804 | 1.0422 | 0.83372 | 1.413 | 1.1473 | 0.86597 | 1.4925 | 2.1375 | 1.8681 | 2.5991 | 1.072 | 1.0141 | 1.4417 | 1.2279 | 1.2183 | 2.5866 | 1.4674 | 1.6883 | 0.81999 | 0.73996 | 1.2798 | 0.77221 | 1.0493 | 1.7433 | 1.5671 | 1.4996 | 1.0678 | 1.152 | 1.7266 | 0.94003 | 1.4071 | 0.72563 | 0.92629 | 0.73638 | 1.2452 | 1.0117 | 0.78774 | 1.3211 | 1.8723 | 1.6328 | 2.239 | 0.9466 | 0.89763 | 1.2458 | 1.0852 | 1.0959 | 2.2276 | 1.2966 | 1.4584 | 0.72085 | 0.64978 | 1.115 | 0.67964 | 0.90061 | 1.5163 | 1.3581 | 1.299 | 0.93465 | 1.0033 | 1.4942 | 0.8176 | 1.2201 | 0.64261 | 0.82476 | 0.64261 | 1.0816 | 0.88628 | 0.70412 | 1.1461 | 1.6203 | 1.4124 | 1.9063 | 0.83133 | 0.78714 | 1.0708 | 0.95974 | 0.97168 | 1.8986 | 1.1288 | 1.2524 | 0.58528 | 0.52735 | 0.89762 | 0.55422 | 0.70771 | 1.2159 | 1.084 | 1.0374 | 0.75788 | 0.80565 | 1.1903 | 0.65635 | 0.97706 | 0.52735 | 0.68501 | 0.52078 | 0.86776 | 0.71667 | 0.58767 | 0.91793 | 1.2948 | 1.1288 | 1.4907 | 0.67725 | 0.63843 | 0.84985 | 0.78893 | 0.80088 | 1.4835 | 0.90778 | 0.99557
431 | 0.32605 | 1.5863 | 0.39952 | 0.52412 | 0.27136 | 0.9237 | 0.35587 | 0.4044 | 0.58665 | 2.2429 | 0.7067 | 0.9247 | 0.68525 | 3.3804 | 0.86239 | 1.105 | 0.91647 | 0.82848 | 1.4157 | 0.87337 | 1.199 | 1.9539 | 1.809 | 1.7168 | 1.2319 | 1.3146 | 1.988 | 1.0685 | 1.6019 | 0.80992 | 1.0446 | 0.83566 | 1.4163 | 1.1499 | 0.86799 | 1.4959 | 2.1424 | 1.8725 | 2.6052 | 1.0745 | 1.0164 | 1.445 | 1.2307 | 1.2212 | 2.5926 | 1.4708 | 1.6923 | 0.82189 | 0.74168 | 1.2828 | 0.774 | 1.0518 | 1.7473 | 1.5708 | 1.5031 | 1.0703 | 1.1547 | 1.7306 | 0.94221 | 1.4103 | 0.72731 | 0.92845 | 0.73809 | 1.2481 | 1.014 | 0.78957 | 1.3241 | 1.8766 | 1.6366 | 2.2442 | 0.9488 | 0.89971 | 1.2487 | 1.0877 | 1.0985 | 2.2328 | 1.2996 | 1.4618 | 0.72252 | 0.65129 | 1.1176 | 0.68122 | 0.90271 | 1.5199 | 1.3612 | 1.302 | 0.93683 | 1.0057 | 1.4977 | 0.8195 | 1.223 | 0.64411 | 0.82668 | 0.64411 | 1.0841 | 0.88834 | 0.70576 | 1.1487 | 1.624 | 1.4157 | 1.9108 | 0.83327 | 0.78897 | 1.0733 | 0.96197 | 0.97394 | 1.903 | 1.1314 | 1.2553 | 0.58664 | 0.52857 | 0.89971 | 0.55551 | 0.70935 | 1.2188 | 1.0865 | 1.0398 | 0.75964 | 0.80753 | 1.193 | 0.65787 | 0.97933 | 0.52857 | 0.68661 | 0.52199 | 0.86978 | 0.71833 | 0.58903 | 0.92007 | 1.2978 | 1.1314 | 1.4941 | 0.67882 | 0.63992 | 0.85182 | 0.79077 | 0.80274 | 1.4869 | 0.90989 | 0.99789
432 | 0.3276 | 1.5903 | 0.40144 | 0.52664 | 0.2722 | 0.9264 | 0.35798 | 0.4068 | 0.5888 | 2.2488 | 0.7094 | 0.9284 | 0.688 | 3.3888 | 0.86608 | 1.11 | 0.9186 | 0.8304 | 1.419 | 0.8754 | 1.2018 | 1.9584 | 1.8132 | 1.7208 | 1.2348 | 1.3176 | 1.9926 | 1.071 | 1.6056 | 0.8118 | 1.047 | 0.8376 | 1.4196 | 1.1526 | 0.87 | 1.4994 | 2.1474 | 1.8768 | 2.6112 | 1.077 | 1.0188 | 1.4484 | 1.2336 | 1.224 | 2.5986 | 1.4742 | 1.6962 | 0.8238 | 0.7434 | 1.2858 | 0.7758 | 1.0542 | 1.7514 | 1.5744 | 1.5066 | 1.0728 | 1.1574 | 1.7346 | 0.9444 | 1.4136 | 0.729 | 0.9306 | 0.7398 | 1.251 | 1.0164 | 0.7914 | 1.3272 | 1.881 | 1.6404 | 2.2494 | 0.951 | 0.9018 | 1.2516 | 1.0902 | 1.101 | 2.238 | 1.3026 | 1.4652 | 0.7242 | 0.6528 | 1.1202 | 0.6828 | 0.9048 | 1.5234 | 1.3644 | 1.305 | 0.939 | 1.008 | 1.5012 | 0.8214 | 1.2258 | 0.6456 | 0.8286 | 0.6456 | 1.0866 | 0.8904 | 0.7074 | 1.1514 | 1.6278 | 1.419 | 1.9152 | 0.8352 | 0.7908 | 1.0758 | 0.9642 | 0.9762 | 1.9074 | 1.134 | 1.2582 | 0.588 | 0.5298 | 0.9018 | 0.5568 | 0.711 | 1.2216 | 1.089 | 1.0422 | 0.7614 | 0.8094 | 1.1958 | 0.6594 | 0.9816 | 0.5298 | 0.6882 | 0.5232 | 0.8718 | 0.72 | 0.5904 | 0.9222 | 1.3008 | 1.134 | 1.4976 | 0.6804 | 0.6414 | 0.8538 | 0.7926 | 0.8046 | 1.4904 | 0.912 | 1.0002
433 | 0.32915 | 1.5943 | 0.40336 | 0.52916 | 0.27305 | 0.9291 | 0.3601 | 0.4092 | 0.59095 | 2.2547 | 0.7121 | 0.9321 | 0.69075 | 3.3972 | 0.86977 | 1.115 | 0.92073 | 0.83232 | 1.4223 | 0.87743 | 1.2046 | 1.9629 | 1.8174 | 1.7248 | 1.2377 | 1.3207 | 1.9972 | 1.0735 | 1.6093 | 0.81368 | 1.0494 | 0.83954 | 1.4229 | 1.1553 | 0.87201 | 1.5029 | 2.1524 | 1.8811 | 2.6172 | 1.0795 | 1.0212 | 1.4518 | 1.2365 | 1.2268 | 2.6046 | 1.4776 | 1.7001 | 0.82571 | 0.74512 | 1.2888 | 0.7776 | 1.0566 | 1.7555 | 1.578 | 1.5101 | 1.0753 | 1.1601 | 1.7386 | 0.94659 | 1.4169 | 0.73069 | 0.93275 | 0.74151 | 1.2539 | 1.0188 | 0.79323 | 1.3303 | 1.8854 | 1.6442 | 2.2546 | 0.9532 | 0.90389 | 1.2545 | 1.0927 | 1.1035 | 2.2432 | 1.3056 | 1.4686 | 0.72588 | 0.65431 | 1.1228 | 0.68438 | 0.90689 | 1.5269 | 1.3676 | 1.308 | 0.94117 | 1.0103 | 1.5047 | 0.8233 | 1.2286 | 0.64709 | 0.83052 | 0.64709 | 1.0891 | 0.89246 | 0.70904 | 1.1541 | 1.6316 | 1.4223 | 1.9196 | 0.83713 | 0.79263 | 1.0783 | 0.96643 | 0.97846 | 1.9118 | 1.1366 | 1.2611 | 0.58936 | 0.53103 | 0.90389 | 0.55809 | 0.71265 | 1.2244 | 1.0915 | 1.0446 | 0.76316 | 0.81127 | 1.1986 | 0.66093 | 0.98387 | 0.53103 | 0.68979 | 0.52441 | 0.87382 | 0.72167 | 0.59177 | 0.92433 | 1.3038 | 1.1366 | 1.5011 | 0.68197 | 0.64288 | 0.85578 | 0.79443 | 0.80646 | 1.4938 | 0.91411 | 1.0025
434 | 0.3307 | 1.5983 | 0.40528 | 0.53168 | 0.2739 | 0.9318 | 0.36221 | 0.4116 | 0.5931 | 2.2606 | 0.7148 | 0.9358 | 0.6935 | 3.4056 | 0.87346 | 1.12 | 0.92285 | 0.83424 | 1.4256 | 0.87945 | 1.2074 | 1.9675 | 1.8216 | 1.7288 | 1.2405 | 1.3237 | 2.0018 | 1.076 | 1.613 | 0.81556 | 1.0518 | 0.84148 | 1.4262 | 1.1579 | 0.87403 | 1.5063 | 2.1573 | 1.8855 | 2.6233 | 1.082 | 1.0235 | 1.4551 | 1.2393 | 1.2297 | 2.6106 | 1.481 | 1.7041 | 0.82761 | 0.74684 | 1.2918 | 0.77939 | 1.0591 | 1.7595 | 1.5817 | 1.5136 | 1.0778 | 1.1628 | 1.7426 | 0.94877 | 1.4201 | 0.73238 | 0.93491 | 0.74323 | 1.2568 | 1.0211 | 0.79506 | 1.3333 | 1.8897 | 1.648 | 2.2598 | 0.9554 | 0.90598 | 1.2574 | 1.0952 | 1.1061 | 2.2484 | 1.3086 | 1.472 | 0.72755 | 0.65582 | 1.1254 | 0.68596 | 0.90899 | 1.5305 | 1.3707 | 1.311 | 0.94335 | 1.0127 | 1.5081 | 0.8252 | 1.2315 | 0.64859 | 0.83244 | 0.64859 | 1.0916 | 0.89452 | 0.71067 | 1.1567 | 1.6353 | 1.4256 | 1.9241 | 0.83907 | 0.79446 | 1.0808 | 0.96866 | 0.98072 | 1.9162 | 1.1393 | 1.264 | 0.59072 | 0.53225 | 0.90597 | 0.55938 | 0.71429 | 1.2273 | 1.094 | 1.047 | 0.76493 | 0.81315 | 1.2013 | 0.66245 | 0.98614 | 0.53225 | 0.69139 | 0.52562 | 0.87584 | 0.72333 | 0.59313 | 0.92647 | 1.3068 | 1.1393 | 1.5045 | 0.68355 | 0.64437 | 0.85775 | 0.79627 | 0.80833 | 1.4973 | 0.91622 | 1.0048
435 | 0.33225 | 1.6022 | 0.4072 | 0.5342 | 0.27475 | 0.9345 | 0.36432 | 0.414 | 0.59525 | 2.2665 | 0.7175 | 0.9395 | 0.69625 | 3.414 | 0.87715 | 1.125 | 0.92498 | 0.83617 | 1.4289 | 0.88148 | 1.2101 | 1.972 | 1.8258 | 1.7327 | 1.2434 | 1.3268 | 2.0064 | 1.0784 | 1.6168 | 0.81744 | 1.0543 | 0.84342 | 1.4295 | 1.1606 | 0.87604 | 1.5098 | 2.1623 | 1.8898 | 2.6293 | 1.0845 | 1.0259 | 1.4585 | 1.2422 | 1.2325 | 2.6166 | 1.4844 | 1.708 | 0.82952 | 0.74856 | 1.2947 | 0.78119 | 1.0615 | 1.7636 | 1.5853 | 1.5171 | 1.0802 | 1.1654 | 1.7466 | 0.95096 | 1.4234 | 0.73406 | 0.93706 | 0.74494 | 1.2597 | 1.0235 | 0.7969 | 1.3364 | 1.8941 | 1.6518 | 2.265 | 0.9576 | 0.90806 | 1.2603 | 1.0978 | 1.1086 | 2.2535 | 1.3116 | 1.4754 | 0.72923 | 0.65733 | 1.128 | 0.68754 | 0.91108 | 1.534 | 1.3739 | 1.3141 | 0.94552 | 1.015 | 1.5116 | 0.8271 | 1.2343 | 0.65008 | 0.83435 | 0.65008 | 1.0941 | 0.89658 | 0.71231 | 1.1594 | 1.6391 | 1.4289 | 1.9285 | 0.841 | 0.79629 | 1.0833 | 0.9709 | 0.98298 | 1.9206 | 1.1419 | 1.2669 | 0.59208 | 0.53348 | 0.90806 | 0.56067 | 0.71594 | 1.2301 | 1.0966 | 1.0494 | 0.76669 | 0.81502 | 1.2041 | 0.66398 | 0.98842 | 0.53348 | 0.69298 | 0.52683 | 0.87785 | 0.725 | 0.5945 | 0.9286 | 1.3098 | 1.1419 | 1.508 | 0.68512 | 0.64585 | 0.85973 | 0.7981 | 0.81019 | 1.5007 | 0.91833 | 1.0071
436 | 0.3338 | 1.6062 | 0.40912 | 0.53672 | 0.27559 | 0.9372 | 0.36643 | 0.4164 | 0.5974 | 2.2724 | 0.7202 | 0.9432 | 0.699 | 3.4224 | 0.88084 | 1.13 | 0.92711 | 0.83809 | 1.4321 | 0.88351 | 1.2129 | 1.9765 | 1.83 | 1.7367 | 1.2462 | 1.3298 | 2.0111 | 1.0809 | 1.6205 | 0.81932 | 1.0567 | 0.84536 | 1.4327 | 1.1633 | 0.87806 | 1.5133 | 2.1673 | 1.8942 | 2.6354 | 1.087 | 1.0282 | 1.4618 | 1.245 | 1.2353 | 2.6227 | 1.4879 | 1.7119 | 0.83143 | 0.75028 | 1.2977 | 0.78298 | 1.064 | 1.7676 | 1.589 | 1.5206 | 1.0827 | 1.1681 | 1.7507 | 0.95314 | 1.4267 | 0.73575 | 0.93922 | 0.74665 | 1.2626 | 1.0258 | 0.79873 | 1.3395 | 1.8984 | 1.6556 | 2.2702 | 0.95981 | 0.91015 | 1.2632 | 1.1003 | 1.1112 | 2.2587 | 1.3147 | 1.4788 | 0.73091 | 0.65884 | 1.1306 | 0.68912 | 0.91318 | 1.5375 | 1.377 | 1.3171 | 0.94769 | 1.0173 | 1.5151 | 0.82901 | 1.2372 | 0.65158 | 0.83627 | 0.65158 | 1.0967 | 0.89864 | 0.71395 | 1.1621 | 1.6429 | 1.4321 | 1.9329 | 0.84293 | 0.79812 | 1.0858 | 0.97313 | 0.98524 | 1.9251 | 1.1445 | 1.2698 | 0.59344 | 0.53471 | 0.91015 | 0.56196 | 0.71758 | 1.2329 | 1.0991 | 1.0519 | 0.76845 | 0.81689 | 1.2069 | 0.66551 | 0.99069 | 0.53471 | 0.69457 | 0.52804 | 0.87987 | 0.72667 | 0.59587 | 0.93074 | 1.3128 | 1.1445 | 1.5115 | 0.6867 | 0.64734 | 0.86171 | 0.79994 | 0.81205 | 1.5042 | 0.92044 | 1.0095
437 | 0.33535 | 1.6102 | 0.41104 | 0.53924 | 0.27644 | 0.9399 | 0.36854 | 0.4188 | 0.59955 | 2.2783 | 0.7229 | 0.9469 | 0.70175 | 3.4308 | 0.88453 | 1.135 | 0.92923 | 0.84001 | 1.4354 | 0.88553 | 1.2157 | 1.9811 | 1.8342 | 1.7407 | 1.2491 | 1.3329 | 2.0157 | 1.0834 | 1.6242 | 0.8212 | 1.0591 | 0.84729 | 1.436 | 1.1659 | 0.88007 | 1.5168 | 2.1723 | 1.8985 | 2.6414 | 1.0895 | 1.0306 | 1.4652 | 1.2479 | 1.2382 | 2.6287 | 1.4913 | 1.7158 | 0.83333 | 0.752 | 1.3007 | 0.78478 | 1.0664 | 1.7717 | 1.5926 | 1.524 | 1.0852 | 1.1708 | 1.7547 | 0.95533 | 1.43 | 0.73744 | 0.94137 | 0.74836 | 1.2655 | 1.0282 | 0.80056 | 1.3426 | 1.9028 | 1.6594 | 2.2754 | 0.96201 | 0.91224 | 1.2661 | 1.1028 | 1.1137 | 2.2639 | 1.3177 | 1.4822 | 0.73258 | 0.66036 | 1.1332 | 0.6907 | 0.91527 | 1.541 | 1.3802 | 1.3201 | 0.94987 | 1.0197 | 1.5186 | 0.83091 | 1.24 | 0.65307 | 0.83819 | 0.65307 | 1.0992 | 0.90071 | 0.71559 | 1.1647 | 1.6466 | 1.4354 | 1.9374 | 0.84487 | 0.79995 | 1.0883 | 0.97536 | 0.9875 | 1.9295 | 1.1471 | 1.2728 | 0.59481 | 0.53593 | 0.91224 | 0.56324 | 0.71923 | 1.2357 | 1.1016 | 1.0543 | 0.77021 | 0.81877 | 1.2096 | 0.66703 | 0.99296 | 0.53593 | 0.69617 | 0.52926 | 0.88189 | 0.72833 | 0.59723 | 0.93287 | 1.3159 | 1.1471 | 1.5149 | 0.68827 | 0.64882 | 0.86368 | 0.80177 | 0.81391 | 1.5076 | 0.92256 | 1.0118
438 | 0.3369 | 1.6142 | 0.41296 | 0.54176 | 0.27729 | 0.9426 | 0.37066 | 0.4212 | 0.6017 | 2.2842 | 0.7256 | 0.9506 | 0.7045 | 3.4392 | 0.88822 | 1.14 | 0.93136 | 0.84193 | 1.4387 | 0.88756 | 1.2185 | 1.9856 | 1.8384 | 1.7447 | 1.252 | 1.3359 | 2.0203 | 1.0859 | 1.6279 | 0.82307 | 1.0615 | 0.84923 | 1.4393 | 1.1686 | 0.88208 | 1.5202 | 2.1772 | 1.9029 | 2.6475 | 1.092 | 1.033 | 1.4685 | 1.2507 | 1.241 | 2.6347 | 1.4947 | 1.7198 | 0.83524 | 0.75373 | 1.3037 | 0.78657 | 1.0688 | 1.7757 | 1.5963 | 1.5275 | 1.0877 | 1.1735 | 1.7587 | 0.95752 | 1.4332 | 0.73913 | 0.94352 | 0.75008 | 1.2684 | 1.0305 | 0.80239 | 1.3456 | 1.9071 | 1.6632 | 2.2806 | 0.96421 | 0.91433 | 1.269 | 1.1053 | 1.1163 | 2.2691 | 1.3207 | 1.4855 | 0.73426 | 0.66187 | 1.1358 | 0.69228 | 0.91737 | 1.5446 | 1.3833 | 1.3231 | 0.95204 | 1.022 | 1.522 | 0.83281 | 1.2428 | 0.65457 | 0.84011 | 0.65457 | 1.1017 | 0.90277 | 0.71722 | 1.1674 | 1.6504 | 1.4387 | 1.9418 | 0.8468 | 0.80178 | 1.0907 | 0.97759 | 0.98976 | 1.9339 | 1.1498 | 1.2757 | 0.59617 | 0.53716 | 0.91432 | 0.56453 | 0.72088 | 1.2386 | 1.1041 | 1.0567 | 0.77198 | 0.82064 | 1.2124 | 0.66856 | 0.99523 | 0.53716 | 0.69776 | 0.53047 | 0.88391 | 0.73 | 0.5986 | 0.93501 | 1.3189 | 1.1498 | 1.5184 | 0.68985 | 0.65031 | 0.86566 | 0.80361 | 0.81578 | 1.5111 | 0.92467 | 1.0141
439 | 0.33845 | 1.6182 | 0.41488 | 0.54428 | 0.27814 | 0.9453 | 0.37277 | 0.4236 | 0.60385 | 2.2901 | 0.7283 | 0.9543 | 0.70725 | 3.4476 | 0.89191 | 1.145 | 0.93349 | 0.84386 | 1.442 | 0.88958 | 1.2213 | 1.9901 | 1.8426 | 1.7487 | 1.2548 | 1.339 | 2.0249 | 1.0884 | 1.6316 | 0.82495 | 1.064 | 0.85117 | 1.4426 | 1.1713 | 0.8841 | 1.5237 | 2.1822 | 1.9072 | 2.6535 | 1.0945 | 1.0353 | 1.4719 | 1.2536 | 1.2438 | 2.6407 | 1.4981 | 1.7237 | 0.83715 | 0.75545 | 1.3066 | 0.78837 | 1.0713 | 1.7798 | 1.5999 | 1.531 | 1.0902 | 1.1762 | 1.7627 | 0.9597 | 1.4365 | 0.74081 | 0.94568 | 0.75179 | 1.2713 | 1.0329 | 0.80422 | 1.3487 | 1.9115 | 1.667 | 2.2858 | 0.96641 | 0.91641 | 1.2719 | 1.1079 | 1.1188 | 2.2743 | 1.3237 | 1.4889 | 0.73593 | 0.66338 | 1.1384 | 0.69386 | 0.91946 | 1.5481 | 1.3865 | 1.3261 | 0.95422 | 1.0243 | 1.5255 | 0.83471 | 1.2457 | 0.65606 | 0.84203 | 0.65606 | 1.1042 | 0.90483 | 0.71886 | 1.1701 | 1.6542 | 1.442 | 1.9462 | 0.84873 | 0.80361 | 1.0932 | 0.97982 | 0.99202 | 1.9383 | 1.1524 | 1.2786 | 0.59753 | 0.53838 | 0.91641 | 0.56582 | 0.72252 | 1.2414 | 1.1066 | 1.0591 | 0.77374 | 0.82252 | 1.2152 | 0.67008 | 0.99751 | 0.53838 | 0.69935 | 0.53168 | 0.88593 | 0.73167 | 0.59997 | 0.93714 | 1.3219 | 1.1524 | 1.5219 | 0.69142 | 0.65179 | 0.86763 | 0.80544 | 0.81764 | 1.5145 | 0.92678 | 1.0164
440 | 0.34 | 1.6222 | 0.4168 | 0.5468 | 0.27898 | 0.948 | 0.37488 | 0.426 | 0.606 | 2.296 | 0.731 | 0.958 | 0.71 | 3.456 | 0.8956 | 1.15 | 0.93561 | 0.84578 | 1.4453 | 0.89161 | 1.2241 | 1.9947 | 1.8468 | 1.7527 | 1.2577 | 1.342 | 2.0295 | 1.0908 | 1.6353 | 0.82683 | 1.0664 | 0.85311 | 1.4459 | 1.1739 | 0.88611 | 1.5272 | 2.1872 | 1.9116 | 2.6596 | 1.0969 | 1.0377 | 1.4752 | 1.2564 | 1.2467 | 2.6467 | 1.5015 | 1.7276 | 0.83906 | 0.75717 | 1.3096 | 0.79017 | 1.0737 | 1.7838 | 1.6036 | 1.5345 | 1.0927 | 1.1788 | 1.7667 | 0.96189 | 1.4398 | 0.7425 | 0.94783 | 0.7535 | 1.2742 | 1.0352 | 0.80606 | 1.3518 | 1.9158 | 1.6708 | 2.2911 | 0.96861 | 0.9185 | 1.2748 | 1.1104 | 1.1214 | 2.2794 | 1.3267 | 1.4923 | 0.73761 | 0.66489 | 1.1409 | 0.69544 | 0.92156 | 1.5516 | 1.3897 | 1.3292 | 0.95639 | 1.0267 | 1.529 | 0.83661 | 1.2485 | 0.65756 | 0.84394 | 0.65756 | 1.1067 | 0.90689 | 0.7205 | 1.1727 | 1.6579 | 1.4453 | 1.9507 | 0.85067 | 0.80544 | 1.0957 | 0.98206 | 0.99428 | 1.9427 | 1.155 | 1.2815 | 0.59889 | 0.53961 | 0.9185 | 0.56711 | 0.72417 | 1.2442 | 1.1092 | 1.0615 | 0.7755 | 0.82439 | 1.2179 | 0.67161 | 0.99978 | 0.53961 | 0.70094 | 0.53289 | 0.88794 | 0.73333 | 0.60133 | 0.93928 | 1.3249 | 1.155 | 1.5253 | 0.693 | 0.65328 | 0.86961 | 0.80728 | 0.8195 | 1.518 | 0.92889 | 1.0187
441 | 0.34155 | 1.6262 | 0.41872 | 0.54932 | 0.27983 | 0.9507 | 0.37699 | 0.4284 | 0.60815 | 2.3019 | 0.7337 | 0.9617 | 0.71275 | 3.4644 | 0.89929 | 1.155 | 0.93774 | 0.8477 | 1.4486 | 0.89364 | 1.2268 | 1.9992 | 1.851 | 1.7566 | 1.2605 | 1.3451 | 2.0341 | 1.0933 | 1.6391 | 0.82871 | 1.0688 | 0.85505 | 1.4492 | 1.1766 | 0.88813 | 1.5306 | 2.1921 | 1.9159 | 2.6656 | 1.0994 | 1.04 | 1.4786 | 1.2593 | 1.2495 | 2.6527 | 1.5049 | 1.7315 | 0.84096 | 0.75889 | 1.3126 | 0.79196 | 1.0762 | 1.7879 | 1.6072 | 1.538 | 1.0951 | 1.1815 | 1.7707 | 0.96408 | 1.443 | 0.74419 | 0.94999 | 0.75521 | 1.2771 | 1.0376 | 0.80789 | 1.3548 | 1.9202 | 1.6746 | 2.2963 | 0.97081 | 0.92059 | 1.2777 | 1.1129 | 1.1239 | 2.2846 | 1.3297 | 1.4957 | 0.73929 | 0.6664 | 1.1435 | 0.69703 | 0.92365 | 1.5551 | 1.3928 | 1.3322 | 0.95856 | 1.029 | 1.5325 | 0.83851 | 1.2513 | 0.65905 | 0.84586 | 0.65905 | 1.1092 | 0.90895 | 0.72214 | 1.1754 | 1.6617 | 1.4486 | 1.9551 | 0.8526 | 0.80727 | 1.0982 | 0.98429 | 0.99654 | 1.9471 | 1.1576 | 1.2844 | 0.60025 | 0.54084 | 0.92059 | 0.5684 | 0.72581 | 1.247 | 1.1117 | 1.0639 | 0.77726 | 0.82626 | 1.2207 | 0.67314 | 1.002 | 0.54084 | 0.70254 | 0.5341 | 0.88996 | 0.735 | 0.6027 | 0.94141 | 1.3279 | 1.1576 | 1.5288 | 0.69457 | 0.65476 | 0.87159 | 0.80911 | 0.82136 | 1.5214 | 0.931 | 1.021
442 | 0.3431 | 1.6302 | 0.42064 | 0.55184 | 0.28068 | 0.9534 | 0.3791 | 0.4308 | 0.6103 | 2.3078 | 0.7364 | 0.9654 | 0.7155 | 3.4728 | 0.90298 | 1.16 | 0.93986 | 0.84962 | 1.4518 | 0.89566 | 1.2296 | 2.0037 | 1.8552 | 1.7606 | 1.2634 | 1.3481 | 2.0387 | 1.0958 | 1.6428 | 0.83059 | 1.0712 | 0.85699 | 1.4525 | 1.1793 | 0.89014 | 1.5341 | 2.1971 | 1.9202 | 2.6716 | 1.1019 | 1.0424 | 1.4819 | 1.2622 | 1.2523 | 2.6588 | 1.5083 | 1.7355 | 0.84287 | 0.76061 | 1.3156 | 0.79376 | 1.0786 | 1.7919 | 1.6108 | 1.5415 | 1.0976 | 1.1842 | 1.7748 | 0.96626 | 1.4463 | 0.74588 | 0.95214 | 0.75693 | 1.28 | 1.0399 | 0.80972 | 1.3579 | 1.9245 | 1.6784 | 2.3015 | 0.97301 | 0.92268 | 1.2806 | 1.1154 | 1.1265 | 2.2898 | 1.3328 | 1.4991 | 0.74096 | 0.66791 | 1.1461 | 0.69861 | 0.92574 | 1.5587 | 1.396 | 1.3352 | 0.96074 | 1.0313 | 1.5359 | 0.84041 | 1.2542 | 0.66054 | 0.84778 | 0.66054 | 1.1118 | 0.91101 | 0.72377 | 1.1781 | 1.6655 | 1.4518 | 1.9595 | 0.85453 | 0.80911 | 1.1007 | 0.98652 | 0.9988 | 1.9516 | 1.1603 | 1.2873 | 0.60161 | 0.54206 | 0.92267 | 0.56969 | 0.72746 | 1.2499 | 1.1142 | 1.0663 | 0.77903 | 0.82814 | 1.2235 | 0.67466 | 1.0043 | 0.54206 | 0.70413 | 0.53531 | 0.89198 | 0.73667 | 0.60407 | 0.94355 | 1.3309 | 1.1603 | 1.5323 | 0.69615 | 0.65625 | 0.87356 | 0.81095 | 0.82323 | 1.5249 | 0.93311 | 1.0234
443 | 0.34465 | 1.6342 | 0.42256 | 0.55436 | 0.28153 | 0.9561 | 0.38122 | 0.4332 | 0.61245 | 2.3137 | 0.7391 | 0.9691 | 0.71825 | 3.4812 | 0.90667 | 1.165 | 0.94199 | 0.85154 | 1.4551 | 0.89769 | 1.2324 | 2.0083 | 1.8594 | 1.7646 | 1.2662 | 1.3512 | 2.0433 | 1.0983 | 1.6465 | 0.83247 | 1.0737 | 0.85893 | 1.4557 | 1.1819 | 0.89215 | 1.5376 | 2.2021 | 1.9246 | 2.6777 | 1.1044 | 1.0447 | 1.4853 | 1.265 | 1.2552 | 2.6648 | 1.5117 | 1.7394 | 0.84478 | 0.76233 | 1.3185 | 0.79555 | 1.081 | 1.796 | 1.6145 | 1.545 | 1.1001 | 1.1869 | 1.7788 | 0.96845 | 1.4496 | 0.74756 | 0.9543 | 0.75864 | 1.2829 | 1.0423 | 0.81155 | 1.361 | 1.9289 | 1.6822 | 2.3067 | 0.97522 | 0.92476 | 1.2835 | 1.118 | 1.129 | 2.295 | 1.3358 | 1.5025 | 0.74264 | 0.66942 | 1.1487 | 0.70019 | 0.92784 | 1.5622 | 1.3991 | 1.3382 | 0.96291 | 1.0337 | 1.5394 | 0.84232 | 1.257 | 0.66204 | 0.8497 | 0.66204 | 1.1143 | 0.91307 | 0.72541 | 1.1807 | 1.6692 | 1.4551 | 1.964 | 0.85647 | 0.81094 | 1.1032 | 0.98875 | 1.0011 | 1.956 | 1.1629 | 1.2902 | 0.60297 | 0.54329 | 0.92476 | 0.57098 | 0.7291 | 1.2527 | 1.1167 | 1.0687 | 0.78079 | 0.83001 | 1.2262 | 0.67619 | 1.0066 | 0.54329 | 0.70572 | 0.53652 | 0.894 | 0.73833 | 0.60543 | 0.94568 | 1.3339 | 1.1629 | 1.5357 | 0.69772 | 0.65773 | 0.87554 | 0.81278 | 0.82509 | 1.5283 | 0.93522 | 1.0257
444 | 0.3462 | 1.6381 | 0.42448 | 0.55688 | 0.28237 | 0.9588 | 0.38333 | 0.4356 | 0.6146 | 2.3196 | 0.7418 | 0.9728 | 0.721 | 3.4896 | 0.91036 | 1.17 | 0.94412 | 0.85347 | 1.4584 | 0.89972 | 1.2352 | 2.0128 | 1.8636 | 1.7686 | 1.2691 | 1.3542 | 2.048 | 1.1007 | 1.6502 | 0.83435 | 1.0761 | 0.86087 | 1.459 | 1.1846 | 0.89417 | 1.541 | 2.207 | 1.9289 | 2.6837 | 1.1069 | 1.0471 | 1.4886 | 1.2679 | 1.258 | 2.6708 | 1.5152 | 1.7433 | 0.84668 | 0.76405 | 1.3215 | 0.79735 | 1.0835 | 1.8001 | 1.6181 | 1.5485 | 1.1026 | 1.1896 | 1.7828 | 0.97063 | 1.4529 | 0.74925 | 0.95645 | 0.76035 | 1.2857 | 1.0446 | 0.81338 | 1.3641 | 1.9332 | 1.686 | 2.3119 | 0.97742 | 0.92685 | 1.2864 | 1.1205 | 1.1316 | 2.3002 | 1.3388 | 1.5059 | 0.74432 | 0.67093 | 1.1513 | 0.70177 | 0.92993 | 1.5657 | 1.4023 | 1.3413 | 0.96508 | 1.036 | 1.5429 | 0.84422 | 1.2599 | 0.66353 | 0.85162 | 0.66353 | 1.1168 | 0.91513 | 0.72705 | 1.1834 | 1.673 | 1.4584 | 1.9684 | 0.8584 | 0.81277 | 1.1057 | 0.99098 | 1.0033 | 1.9604 | 1.1655 | 1.2931 | 0.60433 | 0.54452 | 0.92685 | 0.57227 | 0.73075 | 1.2555 | 1.1192 | 1.0712 | 0.78255 | 0.83188 | 1.229 | 0.67772 | 1.0089 | 0.54452 | 0.70732 | 0.53773 | 0.89602 | 0.74 | 0.6068 | 0.94782 | 1.3369 | 1.1655 | 1.5392 | 0.6993 | 0.65922 | 0.87752 | 0.81462 | 0.82695 | 1.5318 | 0.93733 | 1.028
445 | 0.34775 | 1.6421 | 0.4264 | 0.5594 | 0.28322 | 0.9615 | 0.38544 | 0.438 | 0.61675 | 2.3255 | 0.7445 | 0.9765 | 0.72375 | 3.498 | 0.91405 | 1.175 | 0.94624 | 0.85539 | 1.4617 | 0.90174 | 1.238 | 2.0173 | 1.8678 | 1.7726 | 1.272 | 1.3573 | 2.0526 | 1.1032 | 1.6539 | 0.83623 | 1.0785 | 0.86281 | 1.4623 | 1.1873 | 0.89618 | 1.5445 | 2.212 | 1.9333 | 2.6898 | 1.1094 | 1.0495 | 1.492 | 1.2707 | 1.2608 | 2.6768 | 1.5186 | 1.7472 | 0.84859 | 0.76577 | 1.3245 | 0.79915 | 1.0859 | 1.8041 | 1.6218 | 1.5519 | 1.1051 | 1.1922 | 1.7868 | 0.97282 | 1.4561 | 0.75094 | 0.9586 | 0.76206 | 1.2886 | 1.047 | 0.81522 | 1.3671 | 1.9376 | 1.6898 | 2.3171 | 0.97962 | 0.92894 | 1.2893 | 1.123 | 1.1341 | 2.3053 | 1.3418 | 1.5093 | 0.74599 | 0.67244 | 1.1539 | 0.70335 | 0.93203 | 1.5692 | 1.4055 | 1.3443 | 0.96726 | 1.0383 | 1.5464 | 0.84612 | 1.2627 | 0.66503 | 0.85353 | 0.66503 | 1.1193 | 0.91719 | 0.72869 | 1.186 | 1.6768 | 1.4617 | 1.9728 | 0.86033 | 0.8146 | 1.1082 | 0.99322 | 1.0056 | 1.9648 | 1.1681 | 1.2961 | 0.60569 | 0.54574 | 0.92894 | 0.57356 | 0.7324 | 1.2584 | 1.1218 | 1.0736 | 0.78431 | 0.83376 | 1.2318 | 0.67924 | 1.0111 | 0.54574 | 0.70891 | 0.53894 | 0.89803 | 0.74167 | 0.60817 | 0.94995 | 1.3399 | 1.1681 | 1.5427 | 0.70087 | 0.6607 | 0.87949 | 0.81645 | 0.82881 | 1.5352 | 0.93944 | 1.0303
446 | 0.3493 | 1.6461 | 0.42832 | 0.56192 | 0.28407 | 0.9642 | 0.38755 | 0.4404 | 0.6189 | 2.3314 | 0.7472 | 0.9802 | 0.7265 | 3.5064 | 0.91774 | 1.18 | 0.94837 | 0.85731 | 1.465 | 0.90377 | 1.2407 | 2.0219 | 1.872 | 1.7766 | 1.2748 | 1.3603 | 2.0572 | 1.1057 | 1.6576 | 0.83811 | 1.0809 | 0.86474 | 1.4656 | 1.19 | 0.89819 | 1.548 | 2.217 | 1.9376 | 2.6958 | 1.1119 | 1.0518 | 1.4953 | 1.2736 | 1.2637 | 2.6828 | 1.522 | 1.7512 | 0.8505 | 0.76749 | 1.3275 | 0.80094 | 1.0884 | 1.8082 | 1.6254 | 1.5554 | 1.1076 | 1.1949 | 1.7908 | 0.97501 | 1.4594 | 0.75263 | 0.96076 | 0.76378 | 1.2915 | 1.0493 | 0.81705 | 1.3702 | 1.942 | 1.6936 | 2.3223 | 0.98182 | 0.93103 | 1.2922 | 1.1255 | 1.1367 | 2.3105 | 1.3448 | 1.5127 | 0.74767 | 0.67396 | 1.1565 | 0.70493 | 0.93412 | 1.5728 | 1.4086 | 1.3473 | 0.96943 | 1.0407 | 1.5498 | 0.84802 | 1.2655 | 0.66652 | 0.85545 | 0.66652 | 1.1218 | 0.91926 | 0.73032 | 1.1887 | 1.6806 | 1.465 | 1.9773 | 0.86227 | 0.81643 | 1.1107 | 0.99545 | 1.0078 | 1.9692 | 1.1707 | 1.299 | 0.60706 | 0.54697 | 0.93102 | 0.57484 | 0.73404 | 1.2612 | 1.1243 | 1.076 | 0.78608 | 0.83563 | 1.2346 | 0.68077 | 1.0134 | 0.54697 | 0.7105 | 0.54016 | 0.90005 | 0.74333 | 0.60953 | 0.95209 | 1.343 | 1.1708 | 1.5461 | 0.70245 | 0.66219 | 0.88147 | 0.81829 | 0.83068 | 1.5387 | 0.94156 | 1.0326
447 | 0.35085 | 1.6501 | 0.43024 | 0.56444 | 0.28492 | 0.9669 | 0.38966 | 0.4428 | 0.62105 | 2.3373 | 0.7499 | 0.9839 | 0.72925 | 3.5148 | 0.92143 | 1.185 | 0.9505 | 0.85923 | 1.4683 | 0.9058 | 1.2435 | 2.0264 | 1.8762 | 1.7805 | 1.2777 | 1.3634 | 2.0618 | 1.1082 | 1.6614 | 0.83999 | 1.0834 | 0.86668 | 1.4689 | 1.1926 | 0.90021 | 1.5515 | 2.222 | 1.942 | 2.7019 | 1.1144 | 1.0542 | 1.4987 | 1.2764 | 1.2665 | 2.6888 | 1.5254 | 1.7551 | 0.8524 | 0.76921 | 1.3304 | 0.80274 | 1.0908 | 1.8122 | 1.6291 | 1.5589 | 1.11 | 1.1976 | 1.7948 | 0.97719 | 1.4627 | 0.75431 | 0.96291 | 0.76549 | 1.2944 | 1.0517 | 0.81888 | 1.3733 | 1.9463 | 1.6974 | 2.3275 | 0.98402 | 0.93311 | 1.2951 | 1.1281 | 1.1392 | 2.3157 | 1.3478 | 1.5161 | 0.74935 | 0.67547 | 1.1591 | 0.70651 | 0.93622 | 1.5763 | 1.4118 | 1.3503 | 0.9716 | 1.043 | 1.5533 | 0.84992 | 1.2684 | 0.66802 | 0.85737 | 0.66802 | 1.1243 | 0.92132 | 0.73196 | 1.1914 | 1.6843 | 1.4683 | 1.9817 | 0.8642 | 0.81826 | 1.1132 | 0.99768 | 1.0101 | 1.9736 | 1.1734 | 1.3019 | 0.60842 | 0.5482 | 0.93311 | 0.57613 | 0.73569 | 1.264 | 1.1268 | 1.0784 | 0.78784 | 0.8375 | 1.2373 | 0.6823 | 1.0157 | 0.5482 | 0.7121 | 0.54137 | 0.90207 | 0.745 | 0.6109 | 0.95422 | 1.346 | 1.1734 | 1.5496 | 0.70402 | 0.66367 | 0.88345 | 0.82012 | 0.83254 | 1.5421 | 0.94367 | 1.0349
448 | 0.3524 | 1.6541 | 0.43216 | 0.56696 | 0.28576 | 0.9696 | 0.39178 | 0.4452 | 0.6232 | 2.3432 | 0.7526 | 0.9876 | 0.732 | 3.5232 | 0.92512 | 1.19 | 0.95262 | 0.86116 | 1.4716 | 0.90782 | 1.2463 | 2.0309 | 1.8804 | 1.7845 | 1.2805 | 1.3664 | 2.0664 | 1.1107 | 1.6651 | 0.84187 | 1.0858 | 0.86862 | 1.4722 | 1.1953 | 0.90222 | 1.5549 | 2.2269 | 1.9463 | 2.7079 | 1.1169 | 1.0565 | 1.502 | 1.2793 | 1.2693 | 2.6948 | 1.5288 | 1.759 | 0.85431 | 0.77093 | 1.3334 | 0.80453 | 1.0932 | 1.8163 | 1.6327 | 1.5624 | 1.1125 | 1.2003 | 1.7988 | 0.97938 | 1.466 | 0.756 | 0.96507 | 0.7672 | 1.2973 | 1.054 | 0.82071 | 1.3764 | 1.9507 | 1.7012 | 2.3327 | 0.98622 | 0.9352 | 1.298 | 1.1306 | 1.1418 | 2.3209 | 1.3508 | 1.5195 | 0.75102 | 0.67698 | 1.1617 | 0.70809 | 0.93831 | 1.5798 | 1.4149 | 1.3533 | 0.97378 | 1.0453 | 1.5568 | 0.85182 | 1.2712 | 0.66951 | 0.85929 | 0.66951 | 1.1268 | 0.92338 | 0.7336 | 1.194 | 1.6881 | 1.4716 | 1.9861 | 0.86613 | 0.82009 | 1.1156 | 0.99991 | 1.0124 | 1.978 | 1.176 | 1.3048 | 0.60978 | 0.54942 | 0.9352 | 0.57742 | 0.73733 | 1.2668 | 1.1293 | 1.0808 | 0.7896 | 0.83938 | 1.2401 | 0.68382 | 1.018 | 0.54942 | 0.71369 | 0.54258 | 0.90409 | 0.74667 | 0.61227 | 0.95636 | 1.349 | 1.176 | 1.5531 | 0.7056 | 0.66516 | 0.88542 | 0.82196 | 0.8344 | 1.5456 | 0.94578 | 1.0372
449 | 0.35395 | 1.6581 | 0.43408 | 0.56948 | 0.28661 | 0.9723 | 0.39389 | 0.4476 | 0.62535 | 2.3491 | 0.7553 | 0.9913 | 0.73475 | 3.5316 | 0.92881 | 1.195 | 0.95475 | 0.86308 | 1.4748 | 0.90985 | 1.2491 | 2.0355 | 1.8846 | 1.7885 | 1.2834 | 1.3695 | 2.071 | 1.1131 | 1.6688 | 0.84375 | 1.0882 | 0.87056 | 1.4755 | 1.198 | 0.90424 | 1.5584 | 2.2319 | 1.9507 | 2.714 | 1.1194 | 1.0589 | 1.5054 | 1.2821 | 1.2722 | 2.7009 | 1.5322 | 1.7629 | 0.85622 | 0.77265 | 1.3364 | 0.80633 | 1.0957 | 1.8203 | 1.6364 | 1.5659 | 1.115 | 1.2029 | 1.8029 | 0.98156 | 1.4692 | 0.75769 | 0.96722 | 0.76891 | 1.3002 | 1.0564 | 0.82254 | 1.3794 | 1.955 | 1.705 | 2.3379 | 0.98842 | 0.93729 | 1.3009 | 1.1331 | 1.1443 | 2.3261 | 1.3539 | 1.5229 | 0.7527 | 0.67849 | 1.1643 | 0.70967 | 0.94041 | 1.5833 | 1.4181 | 1.3564 | 0.97595 | 1.0477 | 1.5603 | 0.85372 | 1.274 | 0.67101 | 0.86121 | 0.67101 | 1.1294 | 0.92544 | 0.73524 | 1.1967 | 1.6919 | 1.4748 | 1.9906 | 0.86807 | 0.82192 | 1.1181 | 1.0021 | 1.0146 | 1.9825 | 1.1786 | 1.3077 | 0.61114 | 0.55065 | 0.93729 | 0.57871 | 0.73898 | 1.2697 | 1.1319 | 1.0832 | 0.79136 | 0.84125 | 1.2429 | 0.68535 | 1.0202 | 0.55065 | 0.71528 | 0.54379 | 0.90611 | 0.74833 | 0.61363 | 0.95849 | 1.352 | 1.1786 | 1.5565 | 0.70717 | 0.66664 | 0.8874 | 0.82379 | 0.83626 | 1.549 | 0.94789 | 1.0396
450 | 0.3555 | 1.6621 | 0.436 | 0.572 | 0.28746 | 0.975 | 0.396 | 0.45 | 0.6275 | 2.355 | 0.758 | 0.995 | 0.7375 | 3.54 | 0.9325 | 1.2 | 0.95688 | 0.865 | 1.4781 | 0.91188 | 1.2519 | 2.04 | 1.8888 | 1.7925 | 1.2863 | 1.3725 | 2.0756 | 1.1156 | 1.6725 | 0.84562 | 1.0906 | 0.8725 | 1.4787 | 1.2006 | 0.90625 | 1.5619 | 2.2369 | 1.955 | 2.72 | 1.1219 | 1.0613 | 1.5088 | 1.285 | 1.275 | 2.7069 | 1.5356 | 1.7669 | 0.85812 | 0.77438 | 1.3394 | 0.80813 | 1.0981 | 1.8244 | 1.64 | 1.5694 | 1.1175 | 1.2056 | 1.8069 | 0.98375 | 1.4725 | 0.75938 | 0.96937 | 0.77063 | 1.3031 | 1.0588 | 0.82437 | 1.3825 | 1.9594 | 1.7087 | 2.3431 | 0.99063 | 0.93938 | 1.3037 | 1.1356 | 1.1469 | 2.3313 | 1.3569 | 1.5262 | 0.75438 | 0.68 | 1.1669 | 0.71125 | 0.9425 | 1.5869 | 1.4212 | 1.3594 | 0.97813 | 1.05 | 1.5637 | 0.85563 | 1.2769 | 0.6725 | 0.86312 | 0.6725 | 1.1319 | 0.9275 | 0.73687 | 1.1994 | 1.6956 | 1.4781 | 1.995 | 0.87 | 0.82375 | 1.1206 | 1.0044 | 1.0169 | 1.9869 | 1.1812 | 1.3106 | 0.6125 | 0.55187 | 0.93937 | 0.58 | 0.74063 | 1.2725 | 1.1344 | 1.0856 | 0.79313 | 0.84312 | 1.2456 | 0.68687 | 1.0225 | 0.55187 | 0.71687 | 0.545 | 0.90813 | 0.75 | 0.615 | 0.96063 | 1.355 | 1.1813 | 1.56 | 0.70875 | 0.66812 | 0.88938 | 0.82563 | 0.83813 | 1.5525 | 0.95 | 1.0419
451 | 0.35705 | 1.6661 | 0.43792 | 0.57452 | 0.28831 | 0.9777 | 0.39811 | 0.4524 | 0.62965 | 2.3609 | 0.7607 | 0.9987 | 0.74025 | 3.5484 | 0.93619 | 1.205 | 0.959 | 0.86692 | 1.4814 | 0.9139 | 1.2547 | 2.0445 | 1.8929 | 1.7965 | 1.2891 | 1.3756 | 2.0802 | 1.1181 | 1.6762 | 0.8475 | 1.093 | 0.87444 | 1.482 | 1.2033 | 0.90826 | 1.5653 | 2.2418 | 1.9593 | 2.726 | 1.1244 | 1.0636 | 1.5121 | 1.2879 | 1.2778 | 2.7129 | 1.539 | 1.7708 | 0.86003 | 0.7761 | 1.3424 | 0.80992 | 1.1006 | 1.8284 | 1.6436 | 1.5729 | 1.12 | 1.2083 | 1.8109 | 0.98594 | 1.4758 | 0.76106 | 0.97153 | 0.77234 | 1.306 | 1.0611 | 0.82621 | 1.3856 | 1.9637 | 1.7125 | 2.3483 | 0.99283 | 0.94146 | 1.3066 | 1.1381 | 1.1494 | 2.3364 | 1.3599 | 1.5296 | 0.75605 | 0.68151 | 1.1695 | 0.71283 | 0.94459 | 1.5904 | 1.4244 | 1.3624 | 0.9803 | 1.0523 | 1.5672 | 0.85753 | 1.2797 | 0.67399 | 0.86504 | 0.67399 | 1.1344 | 0.92956 | 0.73851 | 1.202 | 1.6994 | 1.4814 | 1.9994 | 0.87193 | 0.82558 | 1.1231 | 1.0066 | 1.0191 | 1.9913 | 1.1839 | 1.3135 | 0.61386 | 0.5531 | 0.94146 | 0.58129 | 0.74227 | 1.2753 | 1.1369 | 1.088 | 0.79489 | 0.845 | 1.2484 | 0.6884 | 1.0248 | 0.5531 | 0.71847 | 0.54621 | 0.91014 | 0.75167 | 0.61637 | 0.96276 | 1.358 | 1.1839 | 1.5635 | 0.71032 | 0.66961 | 0.89135 | 0.82746 | 0.83999 | 1.5559 | 0.95211 | 1.0442
452 | 0.3586 | 1.6701 | 0.43984 | 0.57704 | 0.28915 | 0.9804 | 0.40022 | 0.4548 | 0.6318 | 2.3668 | 0.7634 | 1.0024 | 0.743 | 3.5568 | 0.93988 | 1.21 | 0.96113 | 0.86884 | 1.4847 | 0.91593 | 1.2574 | 2.0491 | 1.8971 | 1.8005 | 1.292 | 1.3786 | 2.0849 | 1.1206 | 1.6799 | 0.84938 | 1.0955 | 0.87638 | 1.4853 | 1.206 | 0.91028 | 1.5688 | 2.2468 | 1.9637 | 2.7321 | 1.1269 | 1.066 | 1.5155 | 1.2907 | 1.2807 | 2.7189 | 1.5425 | 1.7747 | 0.86194 | 0.77782 | 1.3453 | 0.81172 | 1.103 | 1.8325 | 1.6473 | 1.5763 | 1.1225 | 1.211 | 1.8149 | 0.98812 | 1.479 | 0.76275 | 0.97368 | 0.77405 | 1.3089 | 1.0635 | 0.82804 | 1.3886 | 1.9681 | 1.7163 | 2.3535 | 0.99503 | 0.94355 | 1.3095 | 1.1407 | 1.152 | 2.3416 | 1.3629 | 1.533 | 0.75773 | 0.68302 | 1.1721 | 0.71441 | 0.94669 | 1.5939 | 1.4276 | 1.3654 | 0.98247 | 1.0547 | 1.5707 | 0.85943 | 1.2826 | 0.67549 | 0.86696 | 0.67549 | 1.1369 | 0.93162 | 0.74015 | 1.2047 | 1.7032 | 1.4847 | 2.0039 | 0.87387 | 0.82741 | 1.1256 | 1.0088 | 1.0214 | 1.9957 | 1.1865 | 1.3164 | 0.61522 | 0.55433 | 0.94355 | 0.58258 | 0.74392 | 1.2782 | 1.1394 | 1.0905 | 0.79665 | 0.84687 | 1.2512 | 0.68993 | 1.027 | 0.55433 | 0.72006 | 0.54742 | 0.91216 | 0.75333 | 0.61773 | 0.96489 | 1.361 | 1.1865 | 1.5669 | 0.7119 | 0.67109 | 0.89333 | 0.82929 | 0.84185 | 1.5594 | 0.95422 | 1.0465
453 | 0.36015 | 1.674 | 0.44176 | 0.57956 | 0.29 | 0.9831 | 0.40234 | 0.4572 | 0.63395 | 2.3727 | 0.7661 | 1.0061 | 0.74575 | 3.5652 | 0.94357 | 1.215 | 0.96325 | 0.87077 | 1.488 | 0.91795 | 1.2602 | 2.0536 | 1.9013 | 1.8044 | 1.2948 | 1.3817 | 2.0895 | 1.1231 | 1.6837 | 0.85126 | 1.0979 | 0.87832 | 1.4886 | 1.2086 | 0.91229 | 1.5723 | 2.2518 | 1.968 | 2.7381 | 1.1294 | 1.0683 | 1.5188 | 1.2936 | 1.2835 | 2.7249 | 1.5459 | 1.7787 | 0.86385 | 0.77954 | 1.3483 | 0.81351 | 1.1054 | 1.8365 | 1.6509 | 1.5798 | 1.1249 | 1.2137 | 1.8189 | 0.99031 | 1.4823 | 0.76444 | 0.97584 | 0.77576 | 1.3118 | 1.0658 | 0.82987 | 1.3917 | 1.9724 | 1.7201 | 2.3587 | 0.99723 | 0.94564 | 1.3124 | 1.1432 | 1.1545 | 2.3468 | 1.3659 | 1.5364 | 0.7594 | 0.68453 | 1.1747 | 0.71599 | 0.94878 | 1.5975 | 1.4307 | 1.3684 | 0.98465 | 1.057 | 1.5742 | 0.86133 | 1.2854 | 0.67698 | 0.86888 | 0.67698 | 1.1394 | 0.93368 | 0.74179 | 1.2074 | 1.7069 | 1.488 | 2.0083 | 0.8758 | 0.82924 | 1.1281 | 1.0111 | 1.0237 | 2.0001 | 1.1891 | 1.3194 | 0.61658 | 0.55555 | 0.94564 | 0.58387 | 0.74556 | 1.281 | 1.1419 | 1.0929 | 0.79841 | 0.84875 | 1.2539 | 0.69145 | 1.0293 | 0.55555 | 0.72165 | 0.54863 | 0.91418 | 0.755 | 0.6191 | 0.96703 | 1.364 | 1.1891 | 1.5704 | 0.71347 | 0.67258 | 0.8953 | 0.83113 | 0.84371 | 1.5628 | 0.95633 | 1.0488
454 | 0.3617 | 1.678 | 0.44368 | 0.58208 | 0.29085 | 0.9858 | 0.40445 | 0.4596 | 0.6361 | 2.3786 | 0.7688 | 1.0098 | 0.7485 | 3.5736 | 0.94726 | 1.22 | 0.96538 | 0.87269 | 1.4913 | 0.91998 | 1.263 | 2.0581 | 1.9055 | 1.8084 | 1.2977 | 1.3847 | 2.0941 | 1.1255 | 1.6874 | 0.85314 | 1.1003 | 0.88026 | 1.4919 | 1.2113 | 0.91431 | 1.5758 | 2.2568 | 1.9724 | 2.7442 | 1.1318 | 1.0707 | 1.5222 | 1.2964 | 1.2863 | 2.7309 | 1.5493 | 1.7826 | 0.86575 | 0.78126 | 1.3513 | 0.81531 | 1.1079 | 1.8406 | 1.6546 | 1.5833 | 1.1274 | 1.2163 | 1.8229 | 0.99249 | 1.4856 | 0.76613 | 0.97799 | 0.77748 | 1.3147 | 1.0682 | 0.8317 | 1.3948 | 1.9768 | 1.7239 | 2.364 | 0.99943 | 0.94773 | 1.3153 | 1.1457 | 1.1571 | 2.352 | 1.3689 | 1.5398 | 0.76108 | 0.68604 | 1.1772 | 0.71757 | 0.95088 | 1.601 | 1.4339 | 1.3715 | 0.98682 | 1.0593 | 1.5776 | 0.86323 | 1.2882 | 0.67848 | 0.8708 | 0.67848 | 1.1419 | 0.93574 | 0.74342 | 1.21 | 1.7107 | 1.4913 | 2.0127 | 0.87773 | 0.83107 | 1.1306 | 1.0133 | 1.0259 | 2.0045 | 1.1918 | 1.3223 | 0.61794 | 0.55678 | 0.94772 | 0.58516 | 0.74721 | 1.2838 | 1.1445 | 1.0953 | 0.80018 | 0.85062 | 1.2567 | 0.69298 | 1.0316 | 0.55678 | 0.72325 | 0.54984 | 0.9162 | 0.75667 | 0.62047 | 0.96916 | 1.367 | 1.1918 | 1.5739 | 0.71505 | 0.67406 | 0.89728 | 0.83296 | 0.84558 | 1.5663 | 0.95844 | 1.0511
455 | 0.36325 | 1.682 | 0.4456 | 0.5846 | 0.29169 | 0.9885 | 0.40656 | 0.462 | 0.63825 | 2.3845 | 0.7715 | 1.0135 | 0.75125 | 3.582 | 0.95095 | 1.225 | 0.96751 | 0.87461 | 1.4945 | 0.92201 | 1.2658 | 2.0627 | 1.9097 | 1.8124 | 1.3005 | 1.3878 | 2.0987 | 1.128 | 1.6911 | 0.85502 | 1.1027 | 0.88219 | 1.4952 | 1.214 | 0.91632 | 1.5792 | 2.2617 | 1.9767 | 2.7502 | 1.1343 | 1.073 | 1.5255 | 1.2993 | 1.2892 | 2.737 | 1.5527 | 1.7865 | 0.86766 | 0.78298 | 1.3543 | 0.8171 | 1.1103 | 1.8446 | 1.6582 | 1.5868 | 1.1299 | 1.219 | 1.827 | 0.99468 | 1.4889 | 0.76781 | 0.98015 | 0.77919 | 1.3176 | 1.0705 | 0.83353 | 1.3979 | 1.9811 | 1.7277 | 2.3692 | 1.0016 | 0.94981 | 1.3182 | 1.1482 | 1.1596 | 2.3572 | 1.372 | 1.5432 | 0.76276 | 0.68756 | 1.1798 | 0.71915 | 0.95297 | 1.6045 | 1.437 | 1.3745 | 0.98899 | 1.0617 | 1.5811 | 0.86513 | 1.2911 | 0.67997 | 0.87271 | 0.67997 | 1.1445 | 0.93781 | 0.74506 | 1.2127 | 1.7145 | 1.4945 | 2.0172 | 0.87967 | 0.8329 | 1.1331 | 1.0155 | 1.0282 | 2.009 | 1.1944 | 1.3252 | 0.61931 | 0.55801 | 0.94981 | 0.58644 | 0.74885 | 1.2866 | 1.147 | 1.0977 | 0.80194 | 0.85249 | 1.2595 | 0.69451 | 1.0339 | 0.55801 | 0.72484 | 0.55106 | 0.91822 | 0.75833 | 0.62183 | 0.9713 | 1.3701 | 1.1944 | 1.5773 | 0.71662 | 0.67555 | 0.89926 | 0.8348 | 0.84744 | 1.5697 | 0.96056 | 1.0535
456 | 0.3648 | 1.686 | 0.44752 | 0.58712 | 0.29254 | 0.9912 | 0.40867 | 0.4644 | 0.6404 | 2.3904 | 0.7742 | 1.0172 | 0.754 | 3.5904 | 0.95464 | 1.23 | 0.96963 | 0.87653 | 1.4978 | 0.92403 | 1.2686 | 2.0672 | 1.9139 | 1.8164 | 1.3034 | 1.3908 | 2.1033 | 1.1305 | 1.6948 | 0.8569 | 1.1052 | 0.88413 | 1.4985 | 1.2166 | 0.91833 | 1.5827 | 2.2667 | 1.9811 | 2.7563 | 1.1368 | 1.0754 | 1.5289 | 1.3021 | 1.292 | 2.743 | 1.5561 | 1.7904 | 0.86957 | 0.7847 | 1.3572 | 0.8189 | 1.1128 | 1.8487 | 1.6619 | 1.5903 | 1.1324 | 1.2217 | 1.831 | 0.99687 | 1.4921 | 0.7695 | 0.9823 | 0.7809 | 1.3205 | 1.0729 | 0.83537 | 1.4009 | 1.9855 | 1.7315 | 2.3744 | 1.0038 | 0.9519 | 1.3211 | 1.1508 | 1.1622 | 2.3623 | 1.375 | 1.5466 | 0.76443 | 0.68907 | 1.1824 | 0.72073 | 0.95507 | 1.608 | 1.4402 | 1.3775 | 0.99117 | 1.064 | 1.5846 | 0.86703 | 1.2939 | 0.68147 | 0.87463 | 0.68147 | 1.147 | 0.93987 | 0.7467 | 1.2154 | 1.7182 | 1.4978 | 2.0216 | 0.8816 | 0.83473 | 1.1356 | 1.0178 | 1.0304 | 2.0134 | 1.197 | 1.3281 | 0.62067 | 0.55923 | 0.9519 | 0.58773 | 0.7505 | 1.2895 | 1.1495 | 1.1001 | 0.8037 | 0.85437 | 1.2622 | 0.69603 | 1.0361 | 0.55923 | 0.72643 | 0.55227 | 0.92023 | 0.76 | 0.6232 | 0.97343 | 1.3731 | 1.197 | 1.5808 | 0.7182 | 0.67703 | 0.90123 | 0.83663 | 0.8493 | 1.5732 | 0.96267 | 1.0558
457 | 0.36635 | 1.69 | 0.44944 | 0.58964 | 0.29339 | 0.9939 | 0.41078 | 0.4668 | 0.64255 | 2.3963 | 0.7769 | 1.0209 | 0.75675 | 3.5988 | 0.95833 | 1.235 | 0.97176 | 0.87846 | 1.5011 | 0.92606 | 1.2713 | 2.0717 | 1.9181 | 1.8204 | 1.3063 | 1.3939 | 2.1079 | 1.133 | 1.6985 | 0.85878 | 1.1076 | 0.88607 | 1.5018 | 1.2193 | 0.92035 | 1.5862 | 2.2717 | 1.9854 | 2.7623 | 1.1393 | 1.0778 | 1.5322 | 1.305 | 1.2948 | 2.749 | 1.5595 | 1.7944 | 0.87147 | 0.78642 | 1.3602 | 0.8207 | 1.1152 | 1.8528 | 1.6655 | 1.5938 | 1.1349 | 1.2244 | 1.835 | 0.99905 | 1.4954 | 0.77119 | 0.98445 | 0.78261 | 1.3234 | 1.0752 | 0.8372 | 1.404 | 1.9899 | 1.7353 | 2.3796 | 1.006 | 0.95399 | 1.324 | 1.1533 | 1.1647 | 2.3675 | 1.378 | 1.55 | 0.76611 | 0.69058 | 1.185 | 0.72231 | 0.95716 | 1.6116 | 1.4434 | 1.3805 | 0.99334 | 1.0663 | 1.5881 | 0.86893 | 1.2967 | 0.68296 | 0.87655 | 0.68296 | 1.1495 | 0.94193 | 0.74834 | 1.218 | 1.722 | 1.5011 | 2.026 | 0.88353 | 0.83656 | 1.1381 | 1.02 | 1.0327 | 2.0178 | 1.1996 | 1.331 | 0.62203 | 0.56046 | 0.95399 | 0.58902 | 0.75215 | 1.2923 | 1.152 | 1.1025 | 0.80546 | 0.85624 | 1.265 | 0.69756 | 1.0384 | 0.56046 | 0.72803 | 0.55348 | 0.92225 | 0.76167 | 0.62457 | 0.97557 | 1.3761 | 1.1996 | 1.5843 | 0.71977 | 0.67852 | 0.90321 | 0.83847 | 0.85116 | 1.5766 | 0.96478 | 1.0581
458 | 0.3679 | 1.694 | 0.45136 | 0.59216 | 0.29424 | 0.9966 | 0.4129 | 0.4692 | 0.6447 | 2.4022 | 0.7796 | 1.0246 | 0.7595 | 3.6072 | 0.96202 | 1.24 | 0.97389 | 0.88038 | 1.5044 | 0.92809 | 1.2741 | 2.0763 | 1.9223 | 1.8244 | 1.3091 | 1.3969 | 2.1125 | 1.1355 | 1.7022 | 0.86066 | 1.11 | 0.88801 | 1.505 | 1.222 | 0.92236 | 1.5896 | 2.2766 | 1.9898 | 2.7684 | 1.1418 | 1.0801 | 1.5356 | 1.3078 | 1.2977 | 2.755 | 1.5629 | 1.7983 | 0.87338 | 0.78814 | 1.3632 | 0.82249 | 1.1176 | 1.8568 | 1.6692 | 1.5973 | 1.1374 | 1.2271 | 1.839 | 1.0012 | 1.4987 | 0.77288 | 0.98661 | 0.78433 | 1.3263 | 1.0776 | 0.83903 | 1.4071 | 1.9942 | 1.7391 | 2.3848 | 1.0082 | 0.95608 | 1.3269 | 1.1558 | 1.1673 | 2.3727 | 1.381 | 1.5534 | 0.76779 | 0.69209 | 1.1876 | 0.72389 | 0.95926 | 1.6151 | 1.4465 | 1.3835 | 0.99551 | 1.0687 | 1.5915 | 0.87084 | 1.2996 | 0.68446 | 0.87847 | 0.68446 | 1.152 | 0.94399 | 0.74997 | 1.2207 | 1.7258 | 1.5044 | 2.0305 | 0.88547 | 0.83839 | 1.1405 | 1.0222 | 1.035 | 2.0222 | 1.2023 | 1.3339 | 0.62339 | 0.56169 | 0.95607 | 0.59031 | 0.75379 | 1.2951 | 1.1545 | 1.1049 | 0.80723 | 0.85811 | 1.2678 | 0.69909 | 1.0407 | 0.56169 | 0.72962 | 0.55469 | 0.92427 | 0.76333 | 0.62593 | 0.9777 | 1.3791 | 1.2023 | 1.5877 | 0.72135 | 0.68 | 0.90519 | 0.8403 | 0.85303 | 1.5801 | 0.96689 | 1.0604
459 | 0.36945 | 1.698 | 0.45328 | 0.59468 | 0.29508 | 0.9993 | 0.41501 | 0.4716 | 0.64685 | 2.4081 | 0.7823 | 1.0283 | 0.76225 | 3.6156 | 0.96571 | 1.245 | 0.97601 | 0.8823 | 1.5077 | 0.93011 | 1.2769 | 2.0808 | 1.9265 | 1.8283 | 1.312 | 1.4 | 2.1171 | 1.1379 | 1.706 | 0.86254 | 1.1124 | 0.88995 | 1.5083 | 1.2246 | 0.92438 | 1.5931 | 2.2816 | 1.9941 | 2.7744 | 1.1443 | 1.0825 | 1.5389 | 1.3107 | 1.3005 | 2.761 | 1.5663 | 1.8022 | 0.87529 | 0.78986 | 1.3662 | 0.82429 | 1.1201 | 1.8609 | 1.6728 | 1.6008 | 1.1398 | 1.2297 | 1.843 | 1.0034 | 1.5019 | 0.77456 | 0.98876 | 0.78604 | 1.3292 | 1.0799 | 0.84086 | 1.4101 | 1.9986 | 1.7429 | 2.39 | 1.0104 | 0.95816 | 1.3298 | 1.1583 | 1.1698 | 2.3779 | 1.384 | 1.5568 | 0.76946 | 0.6936 | 1.1902 | 0.72548 | 0.96135 | 1.6186 | 1.4497 | 1.3866 | 0.99769 | 1.071 | 1.595 | 0.87274 | 1.3024 | 0.68595 | 0.88039 | 0.68595 | 1.1545 | 0.94605 | 0.75161 | 1.2234 | 1.7295 | 1.5077 | 2.0349 | 0.8874 | 0.84022 | 1.143 | 1.0245 | 1.0372 | 2.0266 | 1.2049 | 1.3368 | 0.62475 | 0.56291 | 0.95816 | 0.5916 | 0.75544 | 1.298 | 1.1571 | 1.1073 | 0.80899 | 0.85999 | 1.2705 | 0.70061 | 1.0429 | 0.56291 | 0.73121 | 0.5559 | 0.92629 | 0.765 | 0.6273 | 0.97984 | 1.3821 | 1.2049 | 1.5912 | 0.72292 | 0.68149 | 0.90716 | 0.84214 | 0.85489 | 1.5835 | 0.969 | 1.0627
460 | 0.371 | 1.702 | 0.4552 | 0.5972 | 0.29593 | 1.002 | 0.41712 | 0.474 | 0.649 | 2.414 | 0.785 | 1.032 | 0.765 | 3.624 | 0.9694 | 1.25 | 0.97814 | 0.88422 | 1.511 | 0.93214 | 1.2797 | 2.0853 | 1.9307 | 1.8323 | 1.3148 | 1.403 | 2.1218 | 1.1404 | 1.7097 | 0.86442 | 1.1149 | 0.89189 | 1.5116 | 1.2273 | 0.92639 | 1.5966 | 2.2866 | 1.9984 | 2.7804 | 1.1468 | 1.0848 | 1.5423 | 1.3136 | 1.3033 | 2.767 | 1.5698 | 1.8061 | 0.87719 | 0.79158 | 1.3691 | 0.82608 | 1.1225 | 1.8649 | 1.6764 | 1.6042 | 1.1423 | 1.2324 | 1.847 | 1.0056 | 1.5052 | 0.77625 | 0.99092 | 0.78775 | 1.3321 | 1.0823 | 0.84269 | 1.4132 | 2.0029 | 1.7467 | 2.3952 | 1.0126 | 0.96025 | 1.3327 | 1.1609 | 1.1724 | 2.3831 | 1.387 | 1.5602 | 0.77114 | 0.69511 | 1.1928 | 0.72706 | 0.96344 | 1.6221 | 1.4528 | 1.3896 | 0.99986 | 1.0733 | 1.5985 | 0.87464 | 1.3053 | 0.68744 | 0.88231 | 0.68744 | 1.157 | 0.94811 | 0.75325 | 1.226 | 1.7333 | 1.511 | 2.0393 | 0.88933 | 0.84206 | 1.1455 | 1.0267 | 1.0395 | 2.031 | 1.2075 | 1.3397 | 0.62611 | 0.56414 | 0.96025 | 0.59289 | 0.75708 | 1.3008 | 1.1596 | 1.1098 | 0.81075 | 0.86186 | 1.2733 | 0.70214 | 1.0452 | 0.56414 | 0.73281 | 0.55711 | 0.92831 | 0.76667 | 0.62867 | 0.98197 | 1.3851 | 1.2075 | 1.5947 | 0.7245 | 0.68297 | 0.90914 | 0.84397 | 0.85675 | 1.587 | 0.97111 | 1.065
461 | 0.37255 | 1.706 | 0.45712 | 0.59972 | 0.29678 | 1.0047 | 0.41923 | 0.4764 | 0.65115 | 2.4199 | 0.7877 | 1.0357 | 0.76775 | 3.6324 | 0.97309 | 1.255 | 0.98027 | 0.88614 | 1.5143 | 0.93417 | 1.2825 | 2.0899 | 1.9349 | 1.8363 | 1.3177 | 1.4061 | 2.1264 | 1.1429 | 1.7134 | 0.8663 | 1.1173 | 0.89383 | 1.5149 | 1.23 | 0.9284 | 1.6001 | 2.2916 | 2.0028 | 2.7865 | 1.1493 | 1.0872 | 1.5456 | 1.3164 | 1.3062 | 2.773 | 1.5732 | 1.8101 | 0.8791 | 0.7933 | 1.3721 | 0.82788 | 1.125 | 1.869 | 1.6801 | 1.6077 | 1.1448 | 1.2351 | 1.851 | 1.0078 | 1.5085 | 0.77794 | 0.99307 | 0.78946 | 1.335 | 1.0846 | 0.84453 | 1.4163 | 2.0073 | 1.7505 | 2.4004 | 1.0148 | 0.96234 | 1.3356 | 1.1634 | 1.1749 | 2.3882 | 1.39 | 1.5636 | 0.77282 | 0.69662 | 1.1954 | 0.72864 | 0.96554 | 1.6257 | 1.456 | 1.3926 | 1.002 | 1.0757 | 1.602 | 0.87654 | 1.3081 | 0.68894 | 0.88422 | 0.68894 | 1.1595 | 0.95017 | 0.75489 | 1.2287 | 1.7371 | 1.5143 | 2.0438 | 0.89127 | 0.84389 | 1.148 | 1.0289 | 1.0417 | 2.0354 | 1.2101 | 1.3427 | 0.62747 | 0.56537 | 0.96234 | 0.59418 | 0.75873 | 1.3036 | 1.1621 | 1.1122 | 0.81251 | 0.86373 | 1.2761 | 0.70367 | 1.0475 | 0.56537 | 0.7344 | 0.55832 | 0.93032 | 0.76833 | 0.63003 | 0.98411 | 1.3881 | 1.2101 | 1.5981 | 0.72607 | 0.68446 | 0.91112 | 0.84581 | 0.85861 | 1.5904 | 0.97322 | 1.0673
462 | 0.3741 | 1.7099 | 0.45904 | 0.60224 | 0.29763 | 1.0074 | 0.42134 | 0.4788 | 0.6533 | 2.4258 | 0.7904 | 1.0394 | 0.7705 | 3.6408 | 0.97678 | 1.26 | 0.98239 | 0.88807 | 1.5175 | 0.93619 | 1.2853 | 2.0944 | 1.9391 | 1.8403 | 1.3206 | 1.4091 | 2.131 | 1.1454 | 1.7171 | 0.86817 | 1.1197 | 0.89577 | 1.5182 | 1.2326 | 0.93042 | 1.6035 | 2.2965 | 2.0071 | 2.7925 | 1.1518 | 1.0896 | 1.549 | 1.3193 | 1.309 | 2.7791 | 1.5766 | 1.814 | 0.88101 | 0.79503 | 1.3751 | 0.82968 | 1.1274 | 1.873 | 1.6837 | 1.6112 | 1.1473 | 1.2378 | 1.8551 | 1.01 | 1.5118 | 0.77963 | 0.99522 | 0.79118 | 1.3379 | 1.087 | 0.84636 | 1.4194 | 2.0116 | 1.7543 | 2.4056 | 1.017 | 0.96443 | 1.3385 | 1.1659 | 1.1775 | 2.3934 | 1.3931 | 1.5669 | 0.77449 | 0.69813 | 1.198 | 0.73022 | 0.96763 | 1.6292 | 1.4591 | 1.3956 | 1.0042 | 1.078 | 1.6054 | 0.87844 | 1.3109 | 0.69043 | 0.88614 | 0.69043 | 1.1621 | 0.95223 | 0.75652 | 1.2314 | 1.7408 | 1.5175 | 2.0482 | 0.8932 | 0.84572 | 1.1505 | 1.0312 | 1.044 | 2.0399 | 1.2127 | 1.3456 | 0.62883 | 0.56659 | 0.96442 | 0.59547 | 0.76038 | 1.3064 | 1.1646 | 1.1146 | 0.81428 | 0.86561 | 1.2788 | 0.70519 | 1.0498 | 0.56659 | 0.73599 | 0.55953 | 0.93234 | 0.77 | 0.6314 | 0.98624 | 1.3911 | 1.2128 | 1.6016 | 0.72765 | 0.68594 | 0.91309 | 0.84764 | 0.86048 | 1.5939 | 0.97533 | 1.0697
463 | 0.37565 | 1.7139 | 0.46096 | 0.60476 | 0.29847 | 1.0101 | 0.42346 | 0.4812 | 0.65545 | 2.4317 | 0.7931 | 1.0431 | 0.77325 | 3.6492 | 0.98047 | 1.265 | 0.98452 | 0.88999 | 1.5208 | 0.93822 | 1.288 | 2.0989 | 1.9433 | 1.8443 | 1.3234 | 1.4122 | 2.1356 | 1.1479 | 1.7208 | 0.87005 | 1.1221 | 0.89771 | 1.5215 | 1.2353 | 0.93243 | 1.607 | 2.3015 | 2.0115 | 2.7986 | 1.1543 | 1.0919 | 1.5523 | 1.3221 | 1.3118 | 2.7851 | 1.58 | 1.8179 | 0.88292 | 0.79675 | 1.3781 | 0.83147 | 1.1298 | 1.8771 | 1.6874 | 1.6147 | 1.1498 | 1.2405 | 1.8591 | 1.0122 | 1.515 | 0.78131 | 0.99738 | 0.79289 | 1.3408 | 1.0893 | 0.84819 | 1.4224 | 2.016 | 1.7581 | 2.4108 | 1.0192 | 0.96651 | 1.3414 | 1.1684 | 1.18 | 2.3986 | 1.3961 | 1.5703 | 0.77617 | 0.69964 | 1.2006 | 0.7318 | 0.96973 | 1.6327 | 1.4623 | 1.3986 | 1.0064 | 1.0803 | 1.6089 | 0.88034 | 1.3138 | 0.69193 | 0.88806 | 0.69193 | 1.1646 | 0.95429 | 0.75816 | 1.234 | 1.7446 | 1.5208 | 2.0526 | 0.89513 | 0.84755 | 1.153 | 1.0334 | 1.0463 | 2.0443 | 1.2154 | 1.3485 | 0.63019 | 0.56782 | 0.96651 | 0.59676 | 0.76202 | 1.3093 | 1.1671 | 1.117 | 0.81604 | 0.86748 | 1.2816 | 0.70672 | 1.052 | 0.56782 | 0.73758 | 0.56074 | 0.93436 | 0.77167 | 0.63277 | 0.98838 | 1.3941 | 1.2154 | 1.6051 | 0.72922 | 0.68743 | 0.91507 | 0.84948 | 0.86234 | 1.5973 | 0.97744 | 1.072
464 | 0.3772 | 1.7179 | 0.46288 | 0.60728 | 0.29932 | 1.0128 | 0.42557 | 0.4836 | 0.6576 | 2.4376 | 0.7958 | 1.0468 | 0.776 | 3.6576 | 0.98416 | 1.27 | 0.98664 | 0.89191 | 1.5241 | 0.94024 | 1.2908 | 2.1035 | 1.9475 | 1.8483 | 1.3263 | 1.4152 | 2.1402 | 1.1503 | 1.7245 | 0.87193 | 1.1246 | 0.89964 | 1.5248 | 1.238 | 0.93444 | 1.6105 | 2.3065 | 2.0158 | 2.8046 | 1.1568 | 1.0943 | 1.5557 | 1.325 | 1.3147 | 2.7911 | 1.5834 | 1.8218 | 0.88482 | 0.79847 | 1.381 | 0.83327 | 1.1323 | 1.8811 | 1.691 | 1.6182 | 1.1523 | 1.2431 | 1.8631 | 1.0144 | 1.5183 | 0.783 | 0.99953 | 0.7946 | 1.3437 | 1.0917 | 0.85002 | 1.4255 | 2.0203 | 1.7619 | 2.416 | 1.0214 | 0.9686 | 1.3443 | 1.171 | 1.1826 | 2.4038 | 1.3991 | 1.5737 | 0.77784 | 0.70116 | 1.2032 | 0.73338 | 0.97182 | 1.6362 | 1.4655 | 1.4017 | 1.0086 | 1.0827 | 1.6124 | 0.88224 | 1.3166 | 0.69342 | 0.88998 | 0.69342 | 1.1671 | 0.95636 | 0.7598 | 1.2367 | 1.7484 | 1.5241 | 2.0571 | 0.89707 | 0.84938 | 1.1555 | 1.0356 | 1.0485 | 2.0487 | 1.218 | 1.3514 | 0.63156 | 0.56904 | 0.9686 | 0.59804 | 0.76367 | 1.3121 | 1.1697 | 1.1194 | 0.8178 | 0.86936 | 1.2844 | 0.70824 | 1.0543 | 0.56904 | 0.73918 | 0.56196 | 0.93638 | 0.77333 | 0.63413 | 0.99051 | 1.3972 | 1.218 | 1.6085 | 0.7308 | 0.68891 | 0.91704 | 0.85131 | 0.8642 | 1.6008 | 0.97956 | 1.0743
465 | 0.37875 | 1.7219 | 0.4648 | 0.6098 | 0.30017 | 1.0155 | 0.42768 | 0.486 | 0.65975 | 2.4435 | 0.7985 | 1.0505 | 0.77875 | 3.666 | 0.98785 | 1.275 | 0.98877 | 0.89383 | 1.5274 | 0.94227 | 1.2936 | 2.108 | 1.9517 | 1.8522 | 1.3291 | 1.4183 | 2.1448 | 1.1528 | 1.7283 | 0.87381 | 1.127 | 0.90158 | 1.528 | 1.2406 | 0.93646 | 1.6139 | 2.3114 | 2.0202 | 2.8107 | 1.1593 | 1.0966 | 1.559 | 1.3278 | 1.3175 | 2.7971 | 1.5868 | 1.8258 | 0.88673 | 0.80019 | 1.384 | 0.83506 | 1.1347 | 1.8852 | 1.6947 | 1.6217 | 1.1547 | 1.2458 | 1.8671 | 1.0165 | 1.5216 | 0.78469 | 1.0017 | 0.79631 | 1.3466 | 1.094 | 0.85185 | 1.4286 | 2.0247 | 1.7657 | 2.4212 | 1.0236 | 0.97069 | 1.3472 | 1.1735 | 1.1851 | 2.409 | 1.4021 | 1.5771 | 0.77952 | 0.70267 | 1.2058 | 0.73496 | 0.97392 | 1.6398 | 1.4686 | 1.4047 | 1.0107 | 1.085 | 1.6159 | 0.88415 | 1.3194 | 0.69492 | 0.8919 | 0.69492 | 1.1696 | 0.95842 | 0.76144 | 1.2394 | 1.7521 | 1.5274 | 2.0615 | 0.899 | 0.85121 | 1.158 | 1.0379 | 1.0508 | 2.0531 | 1.2206 | 1.3543 | 0.63292 | 0.57027 | 0.97069 | 0.59933 | 0.76531 | 1.3149 | 1.1722 | 1.1218 | 0.81956 | 0.87123 | 1.2871 | 0.70977 | 1.0566 | 0.57027 | 0.74077 | 0.56317 | 0.9384 | 0.775 | 0.6355 | 0.99265 | 1.4002 | 1.2206 | 1.612 | 0.73237 | 0.6904 | 0.91902 | 0.85315 | 0.86606 | 1.6042 | 0.98167 | 1.0766
466 | 0.3803 | 1.7259 | 0.46672 | 0.61232 | 0.30102 | 1.0182 | 0.42979 | 0.4884 | 0.6619 | 2.4494 | 0.8012 | 1.0542 | 0.7815 | 3.6744 | 0.99154 | 1.28 | 0.9909 | 0.89576 | 1.5307 | 0.9443 | 1.2964 | 2.1125 | 1.9559 | 1.8562 | 1.332 | 1.4213 | 2.1494 | 1.1553 | 1.732 | 0.87569 | 1.1294 | 0.90352 | 1.5313 | 1.2433 | 0.93847 | 1.6174 | 2.3164 | 2.0245 | 2.8167 | 1.1618 | 1.099 | 1.5624 | 1.3307 | 1.3203 | 2.8031 | 1.5902 | 1.8297 | 0.88864 | 0.80191 | 1.387 | 0.83686 | 1.1372 | 1.8892 | 1.6983 | 1.6252 | 1.1572 | 1.2485 | 1.8711 | 1.0187 | 1.5249 | 0.78638 | 1.0038 | 0.79803 | 1.3495 | 1.0964 | 0.85369 | 1.4317 | 2.029 | 1.7695 | 2.4264 | 1.0258 | 0.97278 | 1.3501 | 1.176 | 1.1877 | 2.4141 | 1.4051 | 1.5805 | 0.7812 | 0.70418 | 1.2084 | 0.73654 | 0.97601 | 1.6433 | 1.4718 | 1.4077 | 1.0129 | 1.0873 | 1.6193 | 0.88605 | 1.3223 | 0.69641 | 0.89381 | 0.69641 | 1.1721 | 0.96048 | 0.76307 | 1.242 | 1.7559 | 1.5307 | 2.0659 | 0.90093 | 0.85304 | 1.1605 | 1.0401 | 1.053 | 2.0575 | 1.2232 | 1.3572 | 0.63428 | 0.5715 | 0.97277 | 0.60062 | 0.76696 | 1.3177 | 1.1747 | 1.1242 | 0.82133 | 0.8731 | 1.2899 | 0.7113 | 1.0589 | 0.5715 | 0.74236 | 0.56438 | 0.94041 | 0.77667 | 0.63687 | 0.99478 | 1.4032 | 1.2233 | 1.6155 | 0.73395 | 0.69188 | 0.921 | 0.85498 | 0.86793 | 1.6077 | 0.98378 | 1.0789
467 | 0.38185 | 1.7299 | 0.46864 | 0.61484 | 0.30186 | 1.0209 | 0.4319 | 0.4908 | 0.66405 | 2.4553 | 0.8039 | 1.0579 | 0.78425 | 3.6828 | 0.99523 | 1.285 | 0.99302 | 0.89768 | 1.534 | 0.94632 | 1.2992 | 2.1171 | 1.9601 | 1.8602 | 1.3348 | 1.4244 | 2.154 | 1.1578 | 1.7357 | 0.87757 | 1.1318 | 0.90546 | 1.5346 | 1.246 | 0.94049 | 1.6209 | 2.3214 | 2.0289 | 2.8228 | 1.1643 | 1.1013 | 1.5657 | 1.3335 | 1.3232 | 2.8091 | 1.5936 | 1.8336 | 0.89054 | 0.80363 | 1.39 | 0.83865 | 1.1396 | 1.8933 | 1.702 | 1.6287 | 1.1597 | 1.2512 | 1.8751 | 1.0209 | 1.5281 | 0.78806 | 1.006 | 0.79974 | 1.3524 | 1.0987 | 0.85552 | 1.4347 | 2.0334 | 1.7733 | 2.4316 | 1.028 | 0.97486 | 1.353 | 1.1785 | 1.1902 | 2.4193 | 1.4081 | 1.5839 | 0.78287 | 0.70569 | 1.211 | 0.73812 | 0.97811 | 1.6468 | 1.4749 | 1.4107 | 1.0151 | 1.0897 | 1.6228 | 0.88795 | 1.3251 | 0.69791 | 0.89573 | 0.69791 | 1.1746 | 0.96254 | 0.76471 | 1.2447 | 1.7597 | 1.534 | 2.0704 | 0.90287 | 0.85487 | 1.163 | 1.0423 | 1.0553 | 2.0619 | 1.2259 | 1.3601 | 0.63564 | 0.57272 | 0.97486 | 0.60191 | 0.7686 | 1.3206 | 1.1772 | 1.1266 | 0.82309 | 0.87498 | 1.2927 | 0.71282 | 1.0611 | 0.57272 | 0.74396 | 0.56559 | 0.94243 | 0.77833 | 0.63823 | 0.99692 | 1.4062 | 1.2259 | 1.6189 | 0.73552 | 0.69337 | 0.92297 | 0.85682 | 0.86979 | 1.6111 | 0.98589 | 1.0812
468 | 0.3834 | 1.7339 | 0.47056 | 0.61736 | 0.30271 | 1.0236 | 0.43402 | 0.4932 | 0.6662 | 2.4612 | 0.8066 | 1.0616 | 0.787 | 3.6912 | 0.99892 | 1.29 | 0.99515 | 0.8996 | 1.5373 | 0.94835 | 1.3019 | 2.1216 | 1.9643 | 1.8642 | 1.3377 | 1.4274 | 2.1587 | 1.1602 | 1.7394 | 0.87945 | 1.1342 | 0.9074 | 1.5379 | 1.2486 | 0.9425 | 1.6243 | 2.3263 | 2.0332 | 2.8288 | 1.1667 | 1.1037 | 1.5691 | 1.3364 | 1.326 | 2.8151 | 1.5971 | 1.8376 | 0.89245 | 0.80535 | 1.393 | 0.84045 | 1.142 | 1.8974 | 1.7056 | 1.6321 | 1.1622 | 1.2539 | 1.8792 | 1.0231 | 1.5314 | 0.78975 | 1.0081 | 0.80145 | 1.3552 | 1.1011 | 0.85735 | 1.4378 | 2.0377 | 1.7771 | 2.4369 | 1.0303 | 0.97695 | 1.3559 | 1.1811 | 1.1927 | 2.4245 | 1.4111 | 1.5873 | 0.78455 | 0.7072 | 1.2135 | 0.7397 | 0.9802 | 1.6504 | 1.4781 | 1.4138 | 1.0173 | 1.092 | 1.6263 | 0.88985 | 1.328 | 0.6994 | 0.89765 | 0.6994 | 1.1772 | 0.9646 | 0.76635 | 1.2474 | 1.7634 | 1.5373 | 2.0748 | 0.9048 | 0.8567 | 1.1654 | 1.0446 | 1.0576 | 2.0664 | 1.2285 | 1.363 | 0.637 | 0.57395 | 0.97695 | 0.6032 | 0.77025 | 1.3234 | 1.1797 | 1.1291 | 0.82485 | 0.87685 | 1.2955 | 0.71435 | 1.0634 | 0.57395 | 0.74555 | 0.5668 | 0.94445 | 0.78 | 0.6396 | 0.99905 | 1.4092 | 1.2285 | 1.6224 | 0.7371 | 0.69485 | 0.92495 | 0.85865 | 0.87165 | 1.6146 | 0.988 | 1.0836
469 | 0.38495 | 1.7379 | 0.47248 | 0.61988 | 0.30356 | 1.0263 | 0.43613 | 0.4956 | 0.66835 | 2.4671 | 0.8093 | 1.0653 | 0.78975 | 3.6996 | 1.0026 | 1.295 | 0.99728 | 0.90152 | 1.5405 | 0.95038 | 1.3047 | 2.1261 | 1.9685 | 1.8682 | 1.3406 | 1.4305 | 2.1633 | 1.1627 | 1.7431 | 0.88133 | 1.1367 | 0.90934 | 1.5412 | 1.2513 | 0.94451 | 1.6278 | 2.3313 | 2.0375 | 2.8348 | 1.1692 | 1.1061 | 1.5725 | 1.3393 | 1.3288 | 2.8212 | 1.6005 | 1.8415 | 0.89436 | 0.80707 | 1.3959 | 0.84225 | 1.1445 | 1.9014 | 1.7092 | 1.6356 | 1.1647 | 1.2565 | 1.8832 | 1.0253 | 1.5347 | 0.79144 | 1.0103 | 0.80316 | 1.3581 | 1.1035 | 0.85918 | 1.4409 | 2.0421 | 1.7809 | 2.4421 | 1.0325 | 0.97904 | 1.3588 | 1.1836 | 1.1953 | 2.4297 | 1.4142 | 1.5907 | 0.78623 | 0.70871 | 1.2161 | 0.74128 | 0.98229 | 1.6539 | 1.4813 | 1.4168 | 1.0194 | 1.0943 | 1.6298 | 0.89175 | 1.3308 | 0.70089 | 0.89957 | 0.70089 | 1.1797 | 0.96666 | 0.76799 | 1.25 | 1.7672 | 1.5405 | 2.0792 | 0.90673 | 0.85853 | 1.1679 | 1.0468 | 1.0598 | 2.0708 | 1.2311 | 1.366 | 0.63836 | 0.57518 | 0.97904 | 0.60449 | 0.7719 | 1.3262 | 1.1823 | 1.1315 | 0.82661 | 0.87872 | 1.2982 | 0.71588 | 1.0657 | 0.57518 | 0.74714 | 0.56801 | 0.94647 | 0.78167 | 0.64097 | 1.0012 | 1.4122 | 1.2311 | 1.6259 | 0.73867 | 0.69633 | 0.92693 | 0.86048 | 0.87351 | 1.618 | 0.99011 | 1.0859
470 | 0.3865 | 1.7419 | 0.4744 | 0.6224 | 0.30441 | 1.029 | 0.43824 | 0.498 | 0.6705 | 2.473 | 0.812 | 1.069 | 0.7925 | 3.708 | 1.0063 | 1.3 | 0.9994 | 0.90344 | 1.5438 | 0.9524 | 1.3075 | 2.1307 | 1.9727 | 1.8722 | 1.3434 | 1.4335 | 2.1679 | 1.1652 | 1.7468 | 0.88321 | 1.1391 | 0.91128 | 1.5445 | 1.254 | 0.94653 | 1.6313 | 2.3363 | 2.0419 | 2.8409 | 1.1717 | 1.1084 | 1.5758 | 1.3421 | 1.3317 | 2.8272 | 1.6039 | 1.8454 | 0.89626 | 0.80879 | 1.3989 | 0.84404 | 1.1469 | 1.9055 | 1.7129 | 1.6391 | 1.1672 | 1.2592 | 1.8872 | 1.0275 | 1.5379 | 0.79313 | 1.0125 | 0.80488 | 1.361 | 1.1058 | 0.86101 | 1.4439 | 2.0465 | 1.7847 | 2.4473 | 1.0347 | 0.98113 | 1.3617 | 1.1861 | 1.1978 | 2.4349 | 1.4172 | 1.5941 | 0.7879 | 0.71022 | 1.2187 | 0.74286 | 0.98439 | 1.6574 | 1.4844 | 1.4198 | 1.0216 | 1.0967 | 1.6332 | 0.89365 | 1.3336 | 0.70239 | 0.90149 | 0.70239 | 1.1822 | 0.96872 | 0.76962 | 1.2527 | 1.771 | 1.5438 | 2.0837 | 0.90867 | 0.86036 | 1.1704 | 1.049 | 1.0621 | 2.0752 | 1.2338 | 1.3689 | 0.63972 | 0.5764 | 0.98112 | 0.60578 | 0.77354 | 1.3291 | 1.1848 | 1.1339 | 0.82838 | 0.8806 | 1.301 | 0.7174 | 1.0679 | 0.5764 | 0.74874 | 0.56922 | 0.94849 | 0.78333 | 0.64233 | 1.0033 | 1.4152 | 1.2338 | 1.6293 | 0.74025 | 0.69782 | 0.9289 | 0.86232 | 0.87538 | 1.6215 | 0.99222 | 1.0882
471 | 0.38805 | 1.7458 | 0.47632 | 0.62492 | 0.30525 | 1.0317 | 0.44035 | 0.5004 | 0.67265 | 2.4789 | 0.8147 | 1.0727 | 0.79525 | 3.7164 | 1.01 | 1.305 | 1.0015 | 0.90537 | 1.5471 | 0.95443 | 1.3103 | 2.1352 | 1.9769 | 1.8761 | 1.3463 | 1.4366 | 2.1725 | 1.1677 | 1.7506 | 0.88509 | 1.1415 | 0.91322 | 1.5478 | 1.2567 | 0.94854 | 1.6348 | 2.3413 | 2.0462 | 2.8469 | 1.1742 | 1.1108 | 1.5792 | 1.345 | 1.3345 | 2.8332 | 1.6073 | 1.8493 | 0.89817 | 0.81051 | 1.4019 | 0.84584 | 1.1494 | 1.9095 | 1.7165 | 1.6426 | 1.1696 | 1.2619 | 1.8912 | 1.0297 | 1.5412 | 0.79481 | 1.0146 | 0.80659 | 1.3639 | 1.1082 | 0.86285 | 1.447 | 2.0508 | 1.7885 | 2.4525 | 1.0369 | 0.98321 | 1.3646 | 1.1886 | 1.2004 | 2.44 | 1.4202 | 1.5975 | 0.78958 | 0.71173 | 1.2213 | 0.74444 | 0.98648 | 1.6609 | 1.4876 | 1.4228 | 1.0238 | 1.099 | 1.6367 | 0.89555 | 1.3365 | 0.70388 | 0.9034 | 0.70388 | 1.1847 | 0.97078 | 0.77126 | 1.2553 | 1.7748 | 1.5471 | 2.0881 | 0.9106 | 0.86219 | 1.1729 | 1.0512 | 1.0643 | 2.0796 | 1.2364 | 1.3718 | 0.64108 | 0.57763 | 0.98321 | 0.60707 | 0.77519 | 1.3319 | 1.1873 | 1.1363 | 0.83014 | 0.88247 | 1.3038 | 0.71893 | 1.0702 | 0.57763 | 0.75033 | 0.57043 | 0.9505 | 0.785 | 0.6437 | 1.0055 | 1.4182 | 1.2364 | 1.6328 | 0.74182 | 0.6993 | 0.93088 | 0.86415 | 0.87724 | 1.6249 | 0.99433 | 1.0905
472 | 0.3896 | 1.7498 | 0.47824 | 0.62744 | 0.3061 | 1.0344 | 0.44246 | 0.5028 | 0.6748 | 2.4848 | 0.8174 | 1.0764 | 0.798 | 3.7248 | 1.0137 | 1.31 | 1.0037 | 0.90729 | 1.5504 | 0.95646 | 1.3131 | 2.1397 | 1.9811 | 1.8801 | 1.3491 | 1.4396 | 2.1771 | 1.1702 | 1.7543 | 0.88697 | 1.1439 | 0.91516 | 1.551 | 1.2593 | 0.95056 | 1.6382 | 2.3462 | 2.0506 | 2.853 | 1.1767 | 1.1131 | 1.5825 | 1.3478 | 1.3373 | 2.8392 | 1.6107 | 1.8533 | 0.90008 | 0.81223 | 1.4049 | 0.84763 | 1.1518 | 1.9136 | 1.7202 | 1.6461 | 1.1721 | 1.2646 | 1.8952 | 1.0318 | 1.5445 | 0.7965 | 1.0168 | 0.8083 | 1.3668 | 1.1105 | 0.86468 | 1.4501 | 2.0552 | 1.7923 | 2.4577 | 1.0391 | 0.9853 | 1.3675 | 1.1911 | 1.2029 | 2.4452 | 1.4232 | 1.6009 | 0.79126 | 0.71324 | 1.2239 | 0.74602 | 0.98858 | 1.6645 | 1.4907 | 1.4258 | 1.0259 | 1.1013 | 1.6402 | 0.89746 | 1.3393 | 0.70538 | 0.90532 | 0.70538 | 1.1872 | 0.97284 | 0.7729 | 1.258 | 1.7785 | 1.5504 | 2.0925 | 0.91253 | 0.86402 | 1.1754 | 1.0535 | 1.0666 | 2.084 | 1.239 | 1.3747 | 0.64244 | 0.57886 | 0.9853 | 0.60836 | 0.77683 | 1.3347 | 1.1898 | 1.1387 | 0.8319 | 0.88434 | 1.3065 | 0.72046 | 1.0725 | 0.57886 | 0.75192 | 0.57164 | 0.95252 | 0.78667 | 0.64507 | 1.0076 | 1.4212 | 1.239 | 1.6363 | 0.7434 | 0.70079 | 0.93286 | 0.86599 | 0.8791 | 1.6284 | 0.99644 | 1.0928
473 | 0.39115 | 1.7538 | 0.48016 | 0.62996 | 0.30695 | 1.0371 | 0.44458 | 0.5052 | 0.67695 | 2.4907 | 0.8201 | 1.0801 | 0.80075 | 3.7332 | 1.0174 | 1.315 | 1.0058 | 0.90921 | 1.5537 | 0.95848 | 1.3159 | 2.1443 | 1.9853 | 1.8841 | 1.352 | 1.4427 | 2.1817 | 1.1726 | 1.758 | 0.88885 | 1.1464 | 0.91709 | 1.5543 | 1.262 | 0.95257 | 1.6417 | 2.3512 | 2.0549 | 2.859 | 1.1792 | 1.1155 | 1.5859 | 1.3507 | 1.3402 | 2.8452 | 1.6141 | 1.8572 | 0.90198 | 0.81395 | 1.4078 | 0.84943 | 1.1543 | 1.9176 | 1.7238 | 1.6496 | 1.1746 | 1.2672 | 1.8992 | 1.034 | 1.5478 | 0.79819 | 1.0189 | 0.81001 | 1.3697 | 1.1129 | 0.86651 | 1.4532 | 2.0595 | 1.7961 | 2.4629 | 1.0413 | 0.98739 | 1.3704 | 1.1937 | 1.2055 | 2.4504 | 1.4262 | 1.6043 | 0.79293 | 0.71476 | 1.2265 | 0.7476 | 0.99067 | 1.668 | 1.4939 | 1.4289 | 1.0281 | 1.1037 | 1.6437 | 0.89936 | 1.3421 | 0.70687 | 0.90724 | 0.70687 | 1.1897 | 0.97491 | 0.77454 | 1.2607 | 1.7823 | 1.5537 | 2.097 | 0.91447 | 0.86585 | 1.1779 | 1.0557 | 1.0688 | 2.0884 | 1.2416 | 1.3776 | 0.64381 | 0.58008 | 0.98739 | 0.60964 | 0.77848 | 1.3375 | 1.1924 | 1.1411 | 0.83366 | 0.88622 | 1.3093 | 0.72198 | 1.0748 | 0.58008 | 0.75352 | 0.57286 | 0.95454 | 0.78833 | 0.64643 | 1.0097 | 1.4243 | 1.2416 | 1.6397 | 0.74497 | 0.70227 | 0.93483 | 0.86782 | 0.88096 | 1.6318 | 0.99856 | 1.0951
474 | 0.3927 | 1.7578 | 0.48208 | 0.63248 | 0.3078 | 1.0398 | 0.44669 | 0.5076 | 0.6791 | 2.4966 | 0.8228 | 1.0838 | 0.8035 | 3.7416 | 1.0211 | 1.32 | 1.0079 | 0.91113 | 1.557 | 0.96051 | 1.3186 | 2.1488 | 1.9895 | 1.8881 | 1.3549 | 1.4457 | 2.1863 | 1.1751 | 1.7617 | 0.89072 | 1.1488 | 0.91903 | 1.5576 | 1.2647 | 0.95458 | 1.6452 | 2.3562 | 2.0593 | 2.8651 | 1.1817 | 1.1179 | 1.5892 | 1.3535 | 1.343 | 2.8512 | 1.6175 | 1.8611 | 0.90389 | 0.81568 | 1.4108 | 0.85123 | 1.1567 | 1.9217 | 1.7275 | 1.6531 | 1.1771 | 1.2699 | 1.9032 | 1.0362 | 1.551 | 0.79988 | 1.0211 | 0.81173 | 1.3726 | 1.1152 | 0.86834 | 1.4562 | 2.0639 | 1.7999 | 2.4681 | 1.0435 | 0.98948 | 1.3733 | 1.1962 | 1.208 | 2.4556 | 1.4292 | 1.6076 | 0.79461 | 0.71627 | 1.2291 | 0.74918 | 0.99277 | 1.6715 | 1.497 | 1.4319 | 1.0303 | 1.106 | 1.6471 | 0.90126 | 1.345 | 0.70837 | 0.90916 | 0.70837 | 1.1922 | 0.97697 | 0.77617 | 1.2633 | 1.7861 | 1.557 | 2.1014 | 0.9164 | 0.86768 | 1.1804 | 1.0579 | 1.0711 | 2.0928 | 1.2443 | 1.3805 | 0.64517 | 0.58131 | 0.98947 | 0.61093 | 0.78013 | 1.3404 | 1.1949 | 1.1435 | 0.83543 | 0.88809 | 1.3121 | 0.72351 | 1.077 | 0.58131 | 0.75511 | 0.57407 | 0.95656 | 0.79 | 0.6478 | 1.0119 | 1.4273 | 1.2443 | 1.6432 | 0.74655 | 0.70376 | 0.93681 | 0.86966 | 0.88283 | 1.6353 | 1.0007 | 1.0974
475 | 0.39425 | 1.7618 | 0.484 | 0.635 | 0.30864 | 1.0425 | 0.4488 | 0.51 | 0.68125 | 2.5025 | 0.8255 | 1.0875 | 0.80625 | 3.75 | 1.0248 | 1.325 | 1.01 | 0.91306 | 1.5602 | 0.96253 | 1.3214 | 2.1533 | 1.9937 | 1.8921 | 1.3577 | 1.4488 | 2.1909 | 1.1776 | 1.7654 | 0.8926 | 1.1512 | 0.92097 | 1.5609 | 1.2673 | 0.9566 | 1.6486 | 2.3611 | 2.0636 | 2.8711 | 1.1842 | 1.1202 | 1.5926 | 1.3564 | 1.3458 | 2.8573 | 1.6209 | 1.865 | 0.9058 | 0.8174 | 1.4138 | 0.85302 | 1.1591 | 1.9257 | 1.7311 | 1.6566 | 1.1796 | 1.2726 | 1.9073 | 1.0384 | 1.5543 | 0.80156 | 1.0232 | 0.81344 | 1.3755 | 1.1176 | 0.87017 | 1.4593 | 2.0682 | 1.8037 | 2.4733 | 1.0457 | 0.99156 | 1.3762 | 1.1987 | 1.2106 | 2.4608 | 1.4323 | 1.611 | 0.79628 | 0.71778 | 1.2317 | 0.75076 | 0.99486 | 1.675 | 1.5002 | 1.4349 | 1.0325 | 1.1083 | 1.6506 | 0.90316 | 1.3478 | 0.70986 | 0.91108 | 0.70986 | 1.1948 | 0.97903 | 0.77781 | 1.266 | 1.7898 | 1.5602 | 2.1058 | 0.91833 | 0.86951 | 1.1829 | 1.0602 | 1.0734 | 2.0973 | 1.2469 | 1.3834 | 0.64653 | 0.58253 | 0.99156 | 0.61222 | 0.78177 | 1.3432 | 1.1974 | 1.1459 | 0.83719 | 0.88997 | 1.3148 | 0.72503 | 1.0793 | 0.58253 | 0.7567 | 0.57528 | 0.95858 | 0.79167 | 0.64917 | 1.014 | 1.4303 | 1.2469 | 1.6467 | 0.74812 | 0.70524 | 0.93878 | 0.87149 | 0.88469 | 1.6387 | 1.0028 | 1.0998
476 | 0.3958 | 1.7658 | 0.48592 | 0.63752 | 0.30949 | 1.0452 | 0.45091 | 0.5124 | 0.6834 | 2.5084 | 0.8282 | 1.0912 | 0.809 | 3.7584 | 1.0284 | 1.33 | 1.0122 | 0.91498 | 1.5635 | 0.96456 | 1.3242 | 2.1579 | 1.9979 | 1.8961 | 1.3606 | 1.4518 | 2.1956 | 1.1801 | 1.7691 | 0.89448 | 1.1536 | 0.92291 | 1.5642 | 1.27 | 0.95861 | 1.6521 | 2.3661 | 2.068 | 2.8772 | 1.1867 | 1.1226 | 1.5959 | 1.3592 | 1.3487 | 2.8633 | 1.6244 | 1.869 | 0.90771 | 0.81912 | 1.4168 | 0.85482 | 1.1616 | 1.9298 | 1.7348 | 1.66 | 1.1821 | 1.2753 | 1.9113 | 1.0406 | 1.5576 | 0.80325 | 1.0254 | 0.81515 | 1.3784 | 1.1199 | 0.87201 | 1.4624 | 2.0726 | 1.8075 | 2.4785 | 1.0479 | 0.99365 | 1.3791 | 1.2012 | 1.2131 | 2.4659 | 1.4353 | 1.6144 | 0.79796 | 0.71929 | 1.2343 | 0.75234 | 0.99696 | 1.6786 | 1.5034 | 1.4379 | 1.0346 | 1.1107 | 1.6541 | 0.90506 | 1.3507 | 0.71136 | 0.91299 | 0.71136 | 1.1973 | 0.98109 | 0.77945 | 1.2687 | 1.7936 | 1.5635 | 2.1103 | 0.92027 | 0.87134 | 1.1854 | 1.0624 | 1.0756 | 2.1017 | 1.2495 | 1.3863 | 0.64789 | 0.58376 | 0.99365 | 0.61351 | 0.78342 | 1.346 | 1.1999 | 1.1484 | 0.83895 | 0.89184 | 1.3176 | 0.72656 | 1.0816 | 0.58376 | 0.75829 | 0.57649 | 0.96059 | 0.79333 | 0.65053 | 1.0161 | 1.4333 | 1.2495 | 1.6501 | 0.7497 | 0.70673 | 0.94076 | 0.87333 | 0.88655 | 1.6422 | 1.0049 | 1.1021
477 | 0.39735 | 1.7698 | 0.48784 | 0.64004 | 0.31034 | 1.0479 | 0.45302 | 0.5148 | 0.68555 | 2.5143 | 0.8309 | 1.0949 | 0.81175 | 3.7668 | 1.0321 | 1.335 | 1.0143 | 0.9169 | 1.5668 | 0.96659 | 1.327 | 2.1624 | 2.0021 | 1.9 | 1.3634 | 1.4549 | 2.2002 | 1.1826 | 1.7729 | 0.89636 | 1.1561 | 0.92485 | 1.5675 | 1.2727 | 0.96063 | 1.6556 | 2.3711 | 2.0723 | 2.8832 | 1.1892 | 1.1249 | 1.5993 | 1.3621 | 1.3515 | 2.8693 | 1.6278 | 1.8729 | 0.90961 | 0.82084 | 1.4197 | 0.85661 | 1.164 | 1.9338 | 1.7384 | 1.6635 | 1.1845 | 1.278 | 1.9153 | 1.0428 | 1.5608 | 0.80494 | 1.0275 | 0.81686 | 1.3813 | 1.1223 | 0.87384 | 1.4654 | 2.0769 | 1.8113 | 2.4837 | 1.0501 | 0.99574 | 1.382 | 1.2038 | 1.2157 | 2.4711 | 1.4383 | 1.6178 | 0.79964 | 0.7208 | 1.2369 | 0.75393 | 0.99905 | 1.6821 | 1.5065 | 1.4409 | 1.0368 | 1.113 | 1.6576 | 0.90696 | 1.3535 | 0.71285 | 0.91491 | 0.71285 | 1.1998 | 0.98315 | 0.78109 | 1.2713 | 1.7974 | 1.5668 | 2.1147 | 0.9222 | 0.87317 | 1.1879 | 1.0646 | 1.0779 | 2.1061 | 1.2521 | 1.3893 | 0.64925 | 0.58499 | 0.99574 | 0.6148 | 0.78506 | 1.3489 | 1.2024 | 1.1508 | 0.84071 | 0.89371 | 1.3204 | 0.72809 | 1.0838 | 0.58499 | 0.75989 | 0.5777 | 0.96261 | 0.795 | 0.6519 | 1.0183 | 1.4363 | 1.2521 | 1.6536 | 0.75127 | 0.70821 | 0.94274 | 0.87516 | 0.88841 | 1.6456 | 1.007 | 1.1044
478 | 0.3989 | 1.7738 | 0.48976 | 0.64256 | 0.31119 | 1.0506 | 0.45514 | 0.5172 | 0.6877 | 2.5202 | 0.8336 | 1.0986 | 0.8145 | 3.7752 | 1.0358 | 1.34 | 1.0164 | 0.91882 | 1.5701 | 0.96861 | 1.3298 | 2.1669 | 2.0063 | 1.904 | 1.3663 | 1.4579 | 2.2048 | 1.185 | 1.7766 | 0.89824 | 1.1585 | 0.92679 | 1.5708 | 1.2753 | 0.96264 | 1.6591 | 2.3761 | 2.0766 | 2.8892 | 1.1917 | 1.1273 | 1.6026 | 1.365 | 1.3543 | 2.8753 | 1.6312 | 1.8768 | 0.91152 | 0.82256 | 1.4227 | 0.85841 | 1.1665 | 1.9379 | 1.742 | 1.667 | 1.187 | 1.2806 | 1.9193 | 1.045 | 1.5641 | 0.80663 | 1.0297 | 0.81858 | 1.3842 | 1.1246 | 0.87567 | 1.4685 | 2.0813 | 1.8151 | 2.4889 | 1.0523 | 0.99783 | 1.3849 | 1.2063 | 1.2182 | 2.4763 | 1.4413 | 1.6212 | 0.80131 | 0.72231 | 1.2395 | 0.75551 | 1.0011 | 1.6856 | 1.5097 | 1.444 | 1.039 | 1.1153 | 1.661 | 0.90886 | 1.3563 | 0.71434 | 0.91683 | 0.71434 | 1.2023 | 0.98521 | 0.78272 | 1.274 | 1.8011 | 1.5701 | 2.1191 | 0.92413 | 0.87501 | 1.1904 | 1.0669 | 1.0801 | 2.1105 | 1.2548 | 1.3922 | 0.65061 | 0.58621 | 0.99782 | 0.61609 | 0.78671 | 1.3517 | 1.205 | 1.1532 | 0.84248 | 0.89559 | 1.3231 | 0.72961 | 1.0861 | 0.58621 | 0.76148 | 0.57891 | 0.96463 | 0.79667 | 0.65327 | 1.0204 | 1.4393 | 1.2548 | 1.6571 | 0.75285 | 0.7097 | 0.94471 | 0.877 | 0.89028 | 1.6491 | 1.0091 | 1.1067
479 | 0.40045 | 1.7778 | 0.49168 | 0.64508 | 0.31203 | 1.0533 | 0.45725 | 0.5196 | 0.68985 | 2.5261 | 0.8363 | 1.1023 | 0.81725 | 3.7836 | 1.0395 | 1.345 | 1.0185 | 0.92074 | 1.5734 | 0.97064 | 1.3326 | 2.1715 | 2.0105 | 1.908 | 1.3691 | 1.461 | 2.2094 | 1.1875 | 1.7803 | 0.90012 | 1.1609 | 0.92873 | 1.574 | 1.278 | 0.96465 | 1.6625 | 2.381 | 2.081 | 2.8953 | 1.1942 | 1.1296 | 1.606 | 1.3678 | 1.3572 | 2.8813 | 1.6346 | 1.8807 | 0.91343 | 0.82428 | 1.4257 | 0.8602 | 1.1689 | 1.9419 | 1.7457 | 1.6705 | 1.1895 | 1.2833 | 1.9233 | 1.0471 | 1.5674 | 0.80831 | 1.0318 | 0.82029 | 1.3871 | 1.127 | 0.8775 | 1.4716 | 2.0856 | 1.8189 | 2.4941 | 1.0545 | 0.99991 | 1.3878 | 1.2088 | 1.2208 | 2.4815 | 1.4443 | 1.6246 | 0.80299 | 0.72382 | 1.2421 | 0.75709 | 1.0032 | 1.6891 | 1.5128 | 1.447 | 1.0412 | 1.1177 | 1.6645 | 0.91077 | 1.3592 | 0.71584 | 0.91875 | 0.71584 | 1.2048 | 0.98727 | 0.78436 | 1.2767 | 1.8049 | 1.5734 | 2.1236 | 0.92607 | 0.87684 | 1.1928 | 1.0691 | 1.0824 | 2.1149 | 1.2574 | 1.3951 | 0.65197 | 0.58744 | 0.99991 | 0.61738 | 0.78835 | 1.3545 | 1.2075 | 1.1556 | 0.84424 | 0.89746 | 1.3259 | 0.73114 | 1.0884 | 0.58744 | 0.76307 | 0.58012 | 0.96665 | 0.79833 | 0.65463 | 1.0225 | 1.4423 | 1.2574 | 1.6605 | 0.75442 | 0.71118 | 0.94669 | 0.87883 | 0.89214 | 1.6525 | 1.0112 | 1.109
480 | 0.402 | 1.7817 | 0.4936 | 0.6476 | 0.31288 | 1.056 | 0.45936 | 0.522 | 0.692 | 2.532 | 0.839 | 1.106 | 0.82 | 3.792 | 1.0432 | 1.35 | 1.0207 | 0.92267 | 1.5767 | 0.97267 | 1.3353 | 2.176 | 2.0147 | 1.912 | 1.372 | 1.464 | 2.214 | 1.19 | 1.784 | 0.902 | 1.1633 | 0.93067 | 1.5773 | 1.2807 | 0.96667 | 1.666 | 2.386 | 2.0853 | 2.9013 | 1.1967 | 1.132 | 1.6093 | 1.3707 | 1.36 | 2.8873 | 1.638 | 1.8847 | 0.91533 | 0.826 | 1.4287 | 0.862 | 1.1713 | 1.946 | 1.7493 | 1.674 | 1.192 | 1.286 | 1.9273 | 1.0493 | 1.5707 | 0.81 | 1.034 | 0.822 | 1.39 | 1.1293 | 0.87933 | 1.4747 | 2.09 | 1.8227 | 2.4993 | 1.0567 | 1.002 | 1.3907 | 1.2113 | 1.2233 | 2.4867 | 1.4473 | 1.628 | 0.80467 | 0.72533 | 1.2447 | 0.75867 | 1.0053 | 1.6927 | 1.516 | 1.45 | 1.0433 | 1.12 | 1.668 | 0.91267 | 1.362 | 0.71733 | 0.92067 | 0.71733 | 1.2073 | 0.98933 | 0.786 | 1.2793 | 1.8087 | 1.5767 | 2.128 | 0.928 | 0.87867 | 1.1953 | 1.0713 | 1.0847 | 2.1193 | 1.26 | 1.398 | 0.65333 | 0.58867 | 1.002 | 0.61867 | 0.79 | 1.3573 | 1.21 | 1.158 | 0.846 | 0.89933 | 1.3287 | 0.73267 | 1.0907 | 0.58867 | 0.76467 | 0.58133 | 0.96867 | 0.8 | 0.656 | 1.0247 | 1.4453 | 1.26 | 1.664 | 0.756 | 0.71267 | 0.94867 | 0.88067 | 0.894 | 1.656 | 1.0133 | 1.1113
481 | 0.40355 | 1.7857 | 0.49552 | 0.65012 | 0.31373 | 1.0587 | 0.46147 | 0.5244 | 0.69415 | 2.5379 | 0.8417 | 1.1097 | 0.82275 | 3.8004 | 1.0469 | 1.355 | 1.0228 | 0.92459 | 1.58 | 0.97469 | 1.3381 | 2.1805 | 2.0189 | 1.916 | 1.3749 | 1.4671 | 2.2186 | 1.1925 | 1.7877 | 0.90388 | 1.1658 | 0.93261 | 1.5806 | 1.2833 | 0.96868 | 1.6695 | 2.391 | 2.0897 | 2.9074 | 1.1992 | 1.1344 | 1.6127 | 1.3735 | 1.3628 | 2.8933 | 1.6414 | 1.8886 | 0.91724 | 0.82772 | 1.4316 | 0.8638 | 1.1738 | 1.9501 | 1.753 | 1.6775 | 1.1945 | 1.2887 | 1.9313 | 1.0515 | 1.5739 | 0.81169 | 1.0362 | 0.82371 | 1.3929 | 1.1317 | 0.88117 | 1.4777 | 2.0944 | 1.8265 | 2.5045 | 1.0589 | 1.0041 | 1.3936 | 1.2139 | 1.2259 | 2.4918 | 1.4503 | 1.6314 | 0.80634 | 0.72684 | 1.2473 | 0.76025 | 1.0074 | 1.6962 | 1.5192 | 1.453 | 1.0455 | 1.1223 | 1.6715 | 0.91457 | 1.3648 | 0.71883 | 0.92258 | 0.71883 | 1.2098 | 0.99139 | 0.78764 | 1.282 | 1.8124 | 1.58 | 2.1324 | 0.92993 | 0.8805 | 1.1978 | 1.0736 | 1.0869 | 2.1237 | 1.2626 | 1.4009 | 0.65469 | 0.58989 | 1.0041 | 0.61996 | 0.79165 | 1.3602 | 1.2125 | 1.1604 | 0.84776 | 0.90121 | 1.3314 | 0.73419 | 1.0929 | 0.58989 | 0.76626 | 0.58254 | 0.97068 | 0.80167 | 0.65737 | 1.0268 | 1.4483 | 1.2626 | 1.6675 | 0.75757 | 0.71415 | 0.95064 | 0.8825 | 0.89586 | 1.6594 | 1.0154 | 1.1136
482 | 0.4051 | 1.7897 | 0.49744 | 0.65264 | 0.31458 | 1.0614 | 0.46358 | 0.5268 | 0.6963 | 2.5438 | 0.8444 | 1.1134 | 0.8255 | 3.8088 | 1.0506 | 1.36 | 1.0249 | 0.92651 | 1.5832 | 0.97672 | 1.3409 | 2.1851 | 2.0231 | 1.92 | 1.3777 | 1.4701 | 2.2232 | 1.195 | 1.7914 | 0.90576 | 1.1682 | 0.93454 | 1.5839 | 1.286 | 0.97069 | 1.6729 | 2.3959 | 2.094 | 2.9134 | 1.2017 | 1.1367 | 1.616 | 1.3764 | 1.3657 | 2.8994 | 1.6448 | 1.8925 | 0.91915 | 0.82944 | 1.4346 | 0.86559 | 1.1762 | 1.9541 | 1.7566 | 1.681 | 1.197 | 1.2914 | 1.9354 | 1.0537 | 1.5772 | 0.81338 | 1.0383 | 0.82543 | 1.3958 | 1.134 | 0.883 | 1.4808 | 2.0987 | 1.8303 | 2.5097 | 1.0611 | 1.0062 | 1.3965 | 1.2164 | 1.2284 | 2.497 | 1.4534 | 1.6348 | 0.80802 | 0.72836 | 1.2499 | 0.76183 | 1.0095 | 1.6997 | 1.5223 | 1.456 | 1.0477 | 1.1247 | 1.6749 | 0.91647 | 1.3677 | 0.72032 | 0.9245 | 0.72032 | 1.2124 | 0.99346 | 0.78927 | 1.2847 | 1.8162 | 1.5832 | 2.1369 | 0.93187 | 0.88233 | 1.2003 | 1.0758 | 1.0892 | 2.1282 | 1.2652 | 1.4038 | 0.65606 | 0.59112 | 1.0062 | 0.62124 | 0.79329 | 1.363 | 1.215 | 1.1628 | 0.84953 | 0.90308 | 1.3342 | 0.73572 | 1.0952 | 0.59112 | 0.76785 | 0.58376 | 0.9727 | 0.80333 | 0.65873 | 1.0289 | 1.4514 | 1.2653 | 1.6709 | 0.75915 | 0.71564 | 0.95262 | 0.88434 | 0.89773 | 1.6629 | 1.0176 | 1.116
483 | 0.40665 | 1.7937 | 0.49936 | 0.65516 | 0.31542 | 1.0641 | 0.4657 | 0.5292 | 0.69845 | 2.5497 | 0.8471 | 1.1171 | 0.82825 | 3.8172 | 1.0543 | 1.365 | 1.027 | 0.92843 | 1.5865 | 0.97875 | 1.3437 | 2.1896 | 2.0273 | 1.924 | 1.3806 | 1.4732 | 2.2278 | 1.1974 | 1.7952 | 0.90764 | 1.1706 | 0.93648 | 1.5872 | 1.2887 | 0.97271 | 1.6764 | 2.4009 | 2.0984 | 2.9195 | 1.2041 | 1.1391 | 1.6194 | 1.3792 | 1.3685 | 2.9054 | 1.6482 | 1.8964 | 0.92105 | 0.83116 | 1.4376 | 0.86739 | 1.1787 | 1.9582 | 1.7603 | 1.6845 | 1.1994 | 1.294 | 1.9394 | 1.0559 | 1.5805 | 0.81506 | 1.0405 | 0.82714 | 1.3987 | 1.1364 | 0.88483 | 1.4839 | 2.1031 | 1.8341 | 2.515 | 1.0633 | 1.0083 | 1.3994 | 1.2189 | 1.231 | 2.5022 | 1.4564 | 1.6382 | 0.8097 | 0.72987 | 1.2524 | 0.76341 | 1.0116 | 1.7032 | 1.5255 | 1.4591 | 1.0499 | 1.127 | 1.6784 | 0.91837 | 1.3705 | 0.72182 | 0.92642 | 0.72182 | 1.2149 | 0.99552 | 0.79091 | 1.2873 | 1.82 | 1.5865 | 2.1413 | 0.9338 | 0.88416 | 1.2028 | 1.078 | 1.0914 | 2.1326 | 1.2679 | 1.4067 | 0.65742 | 0.59235 | 1.0083 | 0.62253 | 0.79494 | 1.3658 | 1.2176 | 1.1652 | 0.85129 | 0.90495 | 1.337 | 0.73725 | 1.0975 | 0.59235 | 0.76945 | 0.58497 | 0.97472 | 0.805 | 0.6601 | 1.0311 | 1.4544 | 1.2679 | 1.6744 | 0.76072 | 0.71712 | 0.9546 | 0.88617 | 0.89959 | 1.6663 | 1.0197 | 1.1183
484 | 0.4082 | 1.7977 | 0.50128 | 0.65768 | 0.31627 | 1.0668 | 0.46781 | 0.5316 | 0.7006 | 2.5556 | 0.8498 | 1.1208 | 0.831 | 3.8256 | 1.058 | 1.37 | 1.0292 | 0.93036 | 1.5898 | 0.98077 | 1.3465 | 2.1941 | 2.0315 | 1.9279 | 1.3834 | 1.4762 | 2.2325 | 1.1999 | 1.7989 | 0.90952 | 1.173 | 0.93842 | 1.5905 | 1.2913 | 0.97472 | 1.6799 | 2.4059 | 2.1027 | 2.9255 | 1.2066 | 1.1414 | 1.6227 | 1.3821 | 1.3713 | 2.9114 | 1.6517 | 1.9004 | 0.92296 | 0.83288 | 1.4406 | 0.86918 | 1.1811 | 1.9622 | 1.7639 | 1.6879 | 1.2019 | 1.2967 | 1.9434 | 1.0581 | 1.5838 | 0.81675 | 1.0426 | 0.82885 | 1.4016 | 1.1387 | 0.88666 | 1.487 | 2.1074 | 1.8379 | 2.5202 | 1.0655 | 1.0104 | 1.4023 | 1.2214 | 1.2335 | 2.5074 | 1.4594 | 1.6416 | 0.81137 | 0.73138 | 1.255 | 0.76499 | 1.0137 | 1.7068 | 1.5286 | 1.4621 | 1.052 | 1.1293 | 1.6819 | 0.92027 | 1.3734 | 0.72331 | 0.92834 | 0.72331 | 1.2174 | 0.99758 | 0.79255 | 1.29 | 1.8237 | 1.5898 | 2.1457 | 0.93573 | 0.88599 | 1.2053 | 1.0803 | 1.0937 | 2.137 | 1.2705 | 1.4096 | 0.65878 | 0.59357 | 1.0103 | 0.62382 | 0.79658 | 1.3686 | 1.2201 | 1.1677 | 0.85305 | 0.90683 | 1.3397 | 0.73877 | 1.0998 | 0.59357 | 0.77104 | 0.58618 | 0.97674 | 0.80667 | 0.66147 | 1.0332 | 1.4574 | 1.2705 | 1.6779 | 0.7623 | 0.71861 | 0.95657 | 0.88801 | 0.90145 | 1.6698 | 1.0218 | 1.1206
485 | 0.40975 | 1.8017 | 0.5032 | 0.6602 | 0.31712 | 1.0695 | 0.46992 | 0.534 | 0.70275 | 2.5615 | 0.8525 | 1.1245 | 0.83375 | 3.834 | 1.0616 | 1.375 | 1.0313 | 0.93228 | 1.5931 | 0.9828 | 1.3492 | 2.1987 | 2.0357 | 1.9319 | 1.3863 | 1.4793 | 2.2371 | 1.2024 | 1.8026 | 0.9114 | 1.1755 | 0.94036 | 1.5938 | 1.294 | 0.97674 | 1.6834 | 2.4109 | 2.1071 | 2.9316 | 1.2091 | 1.1438 | 1.6261 | 1.3849 | 1.3742 | 2.9174 | 1.6551 | 1.9043 | 0.92487 | 0.8346 | 1.4435 | 0.87098 | 1.1835 | 1.9663 | 1.7676 | 1.6914 | 1.2044 | 1.2994 | 1.9474 | 1.0603 | 1.587 | 0.81844 | 1.0448 | 0.83056 | 1.4045 | 1.1411 | 0.88849 | 1.49 | 2.1118 | 1.8417 | 2.5254 | 1.0677 | 1.0124 | 1.4052 | 1.224 | 1.2361 | 2.5126 | 1.4624 | 1.645 | 0.81305 | 0.73289 | 1.2576 | 0.76657 | 1.0158 | 1.7103 | 1.5318 | 1.4651 | 1.0542 | 1.1317 | 1.6854 | 0.92217 | 1.3762 | 0.72481 | 0.93026 | 0.72481 | 1.2199 | 0.99964 | 0.79419 | 1.2927 | 1.8275 | 1.5931 | 2.1502 | 0.93767 | 0.88782 | 1.2078 | 1.0825 | 1.096 | 2.1414 | 1.2731 | 1.4126 | 0.66014 | 0.5948 | 1.0124 | 0.62511 | 0.79823 | 1.3715 | 1.2226 | 1.1701 | 0.85481 | 0.9087 | 1.3425 | 0.7403 | 1.102 | 0.5948 | 0.77263 | 0.58739 | 0.97876 | 0.80833 | 0.66283 | 1.0353 | 1.4604 | 1.2731 | 1.6813 | 0.76387 | 0.72009 | 0.95855 | 0.88984 | 0.90331 | 1.6732 | 1.0239 | 1.1229
486 | 0.4113 | 1.8057 | 0.50512 | 0.66272 | 0.31797 | 1.0722 | 0.47203 | 0.5364 | 0.7049 | 2.5674 | 0.8552 | 1.1282 | 0.8365 | 3.8424 | 1.0653 | 1.38 | 1.0334 | 0.9342 | 1.5964 | 0.98482 | 1.352 | 2.2032 | 2.0399 | 1.9359 | 1.3892 | 1.4823 | 2.2417 | 1.2049 | 1.8063 | 0.91327 | 1.1779 | 0.9423 | 1.597 | 1.2967 | 0.97875 | 1.6868 | 2.4158 | 2.1114 | 2.9376 | 1.2116 | 1.1462 | 1.6295 | 1.3878 | 1.377 | 2.9234 | 1.6585 | 1.9082 | 0.92677 | 0.83633 | 1.4465 | 0.87278 | 1.186 | 1.9703 | 1.7712 | 1.6949 | 1.2069 | 1.3021 | 1.9514 | 1.0625 | 1.5903 | 0.82013 | 1.0469 | 0.83228 | 1.4074 | 1.1435 | 0.89032 | 1.4931 | 2.1161 | 1.8454 | 2.5306 | 1.0699 | 1.0145 | 1.408 | 1.2265 | 1.2386 | 2.5178 | 1.4654 | 1.6483 | 0.81473 | 0.7344 | 1.2602 | 0.76815 | 1.0179 | 1.7138 | 1.5349 | 1.4681 | 1.0564 | 1.134 | 1.6888 | 0.92408 | 1.379 | 0.7263 | 0.93217 | 0.7263 | 1.2224 | 1.0017 | 0.79582 | 1.2953 | 1.8313 | 1.5964 | 2.1546 | 0.9396 | 0.88965 | 1.2103 | 1.0847 | 1.0982 | 2.1458 | 1.2757 | 1.4155 | 0.6615 | 0.59602 | 1.0145 | 0.6264 | 0.79988 | 1.3743 | 1.2251 | 1.1725 | 0.85658 | 0.91057 | 1.3453 | 0.74182 | 1.1043 | 0.59602 | 0.77422 | 0.5886 | 0.98078 | 0.81 | 0.6642 | 1.0375 | 1.4634 | 1.2758 | 1.6848 | 0.76545 | 0.72157 | 0.96053 | 0.89168 | 0.90518 | 1.6767 | 1.026 | 1.1252
487 | 0.41285 | 1.8097 | 0.50704 | 0.66524 | 0.31881 | 1.0749 | 0.47414 | 0.5388 | 0.70705 | 2.5733 | 0.8579 | 1.1319 | 0.83925 | 3.8508 | 1.069 | 1.385 | 1.0356 | 0.93612 | 1.5997 | 0.98685 | 1.3548 | 2.2077 | 2.044 | 1.9399 | 1.392 | 1.4854 | 2.2463 | 1.2074 | 1.81 | 0.91515 | 1.1803 | 0.94424 | 1.6003 | 1.2993 | 0.98076 | 1.6903 | 2.4208 | 2.1157 | 2.9436 | 1.2141 | 1.1485 | 1.6328 | 1.3907 | 1.3798 | 2.9294 | 1.6619 | 1.9122 | 0.92868 | 0.83805 | 1.4495 | 0.87457 | 1.1884 | 1.9744 | 1.7748 | 1.6984 | 1.2094 | 1.3048 | 1.9554 | 1.0646 | 1.5936 | 0.82181 | 1.0491 | 0.83399 | 1.4103 | 1.1458 | 0.89216 | 1.4962 | 2.1205 | 1.8492 | 2.5358 | 1.0721 | 1.0166 | 1.4109 | 1.229 | 1.2412 | 2.5229 | 1.4684 | 1.6517 | 0.8164 | 0.73591 | 1.2628 | 0.76973 | 1.02 | 1.7174 | 1.5381 | 1.4711 | 1.0585 | 1.1363 | 1.6923 | 0.92598 | 1.3819 | 0.72779 | 0.93409 | 0.72779 | 1.2249 | 1.0038 | 0.79746 | 1.298 | 1.835 | 1.5997 | 2.159 | 0.94153 | 0.89148 | 1.2128 | 1.087 | 1.1005 | 2.1502 | 1.2784 | 1.4184 | 0.66286 | 0.59725 | 1.0166 | 0.62769 | 0.80152 | 1.3771 | 1.2276 | 1.1749 | 0.85834 | 0.91245 | 1.348 | 0.74335 | 1.1066 | 0.59725 | 0.77582 | 0.58981 | 0.98279 | 0.81167 | 0.66557 | 1.0396 | 1.4664 | 1.2784 | 1.6883 | 0.76702 | 0.72306 | 0.9625 | 0.89351 | 0.90704 | 1.6801 | 1.0281 | 1.1275
488 | 0.4144 | 1.8137 | 0.50896 | 0.66776 | 0.31966 | 1.0776 | 0.47626 | 0.5412 | 0.7092 | 2.5792 | 0.8606 | 1.1356 | 0.842 | 3.8592 | 1.0727 | 1.39 | 1.0377 | 0.93804 | 1.6029 | 0.98888 | 1.3576 | 2.2123 | 2.0482 | 1.9439 | 1.3949 | 1.4884 | 2.2509 | 1.2098 | 1.8137 | 0.91703 | 1.1827 | 0.94618 | 1.6036 | 1.302 | 0.98278 | 1.6938 | 2.4258 | 2.1201 | 2.9497 | 1.2166 | 1.1509 | 1.6362 | 1.3935 | 1.3827 | 2.9355 | 1.6653 | 1.9161 | 0.93059 | 0.83977 | 1.4525 | 0.87637 | 1.1909 | 1.9784 | 1.7785 | 1.7019 | 1.2119 | 1.3074 | 1.9595 | 1.0668 | 1.5968 | 0.8235 | 1.0512 | 0.8357 | 1.4132 | 1.1482 | 0.89399 | 1.4992 | 2.1248 | 1.853 | 2.541 | 1.0743 | 1.0187 | 1.4138 | 1.2315 | 1.2437 | 2.5281 | 1.4715 | 1.6551 | 0.81808 | 0.73742 | 1.2654 | 0.77131 | 1.0221 | 1.7209 | 1.5413 | 1.4742 | 1.0607 | 1.1387 | 1.6958 | 0.92788 | 1.3847 | 0.72929 | 0.93601 | 0.72929 | 1.2275 | 1.0058 | 0.7991 | 1.3007 | 1.8388 | 1.6029 | 2.1635 | 0.94347 | 0.89331 | 1.2153 | 1.0892 | 1.1027 | 2.1547 | 1.281 | 1.4213 | 0.66422 | 0.59848 | 1.0187 | 0.62898 | 0.80317 | 1.38 | 1.2302 | 1.1773 | 0.8601 | 0.91432 | 1.3508 | 0.74488 | 1.1088 | 0.59848 | 0.77741 | 0.59102 | 0.98481 | 0.81333 | 0.66693 | 1.0417 | 1.4694 | 1.281 | 1.6917 | 0.7686 | 0.72454 | 0.96448 | 0.89534 | 0.9089 | 1.6836 | 1.0302 | 1.1299
489 | 0.41595 | 1.8176 | 0.51088 | 0.67028 | 0.32051 | 1.0803 | 0.47837 | 0.5436 | 0.71135 | 2.5851 | 0.8633 | 1.1393 | 0.84475 | 3.8676 | 1.0764 | 1.395 | 1.0398 | 0.93997 | 1.6062 | 0.9909 | 1.3604 | 2.2168 | 2.0524 | 1.9479 | 1.3977 | 1.4915 | 2.2555 | 1.2123 | 1.8175 | 0.91891 | 1.1851 | 0.94812 | 1.6069 | 1.3047 | 0.98479 | 1.6972 | 2.4307 | 2.1244 | 2.9557 | 1.2191 | 1.1532 | 1.6395 | 1.3964 | 1.3855 | 2.9415 | 1.6687 | 1.92 | 0.9325 | 0.84149 | 1.4555 | 0.87816 | 1.1933 | 1.9825 | 1.7821 | 1.7054 | 1.2143 | 1.3101 | 1.9635 | 1.069 | 1.6001 | 0.82519 | 1.0534 | 0.83741 | 1.4161 | 1.1505 | 0.89582 | 1.5023 | 2.1292 | 1.8568 | 2.5462 | 1.0765 | 1.0208 | 1.4167 | 1.234 | 1.2463 | 2.5333 | 1.4745 | 1.6585 | 0.81975 | 0.73893 | 1.268 | 0.77289 | 1.0242 | 1.7244 | 1.5444 | 1.4772 | 1.0629 | 1.141 | 1.6993 | 0.92978 | 1.3875 | 0.73078 | 0.93793 | 0.73078 | 1.23 | 1.0079 | 0.80074 | 1.3033 | 1.8426 | 1.6062 | 2.1679 | 0.9454 | 0.89514 | 1.2177 | 1.0914 | 1.105 | 2.1591 | 1.2836 | 1.4242 | 0.66558 | 0.5997 | 1.0208 | 0.63027 | 0.80481 | 1.3828 | 1.2327 | 1.1797 | 0.86186 | 0.9162 | 1.3536 | 0.7464 | 1.1111 | 0.5997 | 0.779 | 0.59223 | 0.98683 | 0.815 | 0.6683 | 1.0439 | 1.4724 | 1.2836 | 1.6952 | 0.77017 | 0.72603 | 0.96645 | 0.89718 | 0.91076 | 1.687 | 1.0323 | 1.1322
490 | 0.4175 | 1.8216 | 0.5128 | 0.6728 | 0.32136 | 1.083 | 0.48048 | 0.546 | 0.7135 | 2.591 | 0.866 | 1.143 | 0.8475 | 3.876 | 1.0801 | 1.4 | 1.0419 | 0.94189 | 1.6095 | 0.99293 | 1.3632 | 2.2213 | 2.0566 | 1.9518 | 1.4006 | 1.4945 | 2.2601 | 1.2148 | 1.8212 | 0.92079 | 1.1876 | 0.95006 | 1.6102 | 1.3073 | 0.98681 | 1.7007 | 2.4357 | 2.1288 | 2.9618 | 1.2216 | 1.1556 | 1.6429 | 1.3992 | 1.3883 | 2.9475 | 1.6721 | 1.9239 | 0.9344 | 0.84321 | 1.4584 | 0.87996 | 1.1957 | 1.9865 | 1.7858 | 1.7089 | 1.2168 | 1.3128 | 1.9675 | 1.0712 | 1.6034 | 0.82688 | 1.0555 | 0.83913 | 1.419 | 1.1529 | 0.89765 | 1.5054 | 2.1335 | 1.8606 | 2.5514 | 1.0787 | 1.0229 | 1.4196 | 1.2366 | 1.2488 | 2.5385 | 1.4775 | 1.6619 | 0.82143 | 0.74044 | 1.2706 | 0.77447 | 1.0263 | 1.7279 | 1.5476 | 1.4802 | 1.0651 | 1.1433 | 1.7027 | 0.93168 | 1.3904 | 0.73228 | 0.93985 | 0.73228 | 1.2325 | 1.0099 | 0.80237 | 1.306 | 1.8463 | 1.6095 | 2.1723 | 0.94733 | 0.89697 | 1.2202 | 1.0937 | 1.1073 | 2.1635 | 1.2862 | 1.4271 | 0.66694 | 0.60093 | 1.0229 | 0.63156 | 0.80646 | 1.3856 | 1.2352 | 1.1821 | 0.86363 | 0.91807 | 1.3563 | 0.74793 | 1.1134 | 0.60093 | 0.7806 | 0.59344 | 0.98885 | 0.81667 | 0.66967 | 1.046 | 1.4754 | 1.2863 | 1.6987 | 0.77175 | 0.72751 | 0.96843 | 0.89901 | 0.91263 | 1.6905 | 1.0344 | 1.1345
491 | 0.41905 | 1.8256 | 0.51472 | 0.67532 | 0.3222 | 1.0857 | 0.48259 | 0.5484 | 0.71565 | 2.5969 | 0.8687 | 1.1467 | 0.85025 | 3.8844 | 1.0838 | 1.405 | 1.0441 | 0.94381 | 1.6128 | 0.99496 | 1.3659 | 2.2259 | 2.0608 | 1.9558 | 1.4034 | 1.4976 | 2.2647 | 1.2173 | 1.8249 | 0.92267 | 1.19 | 0.95199 | 1.6135 | 1.31 | 0.98882 | 1.7042 | 2.4407 | 2.1331 | 2.9678 | 1.2241 | 1.1579 | 1.6462 | 1.4021 | 1.3912 | 2.9535 | 1.6755 | 1.9279 | 0.93631 | 0.84493 | 1.4614 | 0.88175 | 1.1982 | 1.9906 | 1.7894 | 1.7124 | 1.2193 | 1.3155 | 1.9715 | 1.0734 | 1.6067 | 0.82856 | 1.0577 | 0.84084 | 1.4219 | 1.1552 | 0.89948 | 1.5085 | 2.1379 | 1.8644 | 2.5566 | 1.0809 | 1.025 | 1.4225 | 1.2391 | 1.2514 | 2.5437 | 1.4805 | 1.6653 | 0.82311 | 0.74196 | 1.2732 | 0.77605 | 1.0284 | 1.7315 | 1.5507 | 1.4832 | 1.0672 | 1.1457 | 1.7062 | 0.93358 | 1.3932 | 0.73377 | 0.94176 | 0.73377 | 1.235 | 1.012 | 0.80401 | 1.3087 | 1.8501 | 1.6128 | 2.1768 | 0.94927 | 0.8988 | 1.2227 | 1.0959 | 1.1095 | 2.1679 | 1.2889 | 1.43 | 0.66831 | 0.60216 | 1.025 | 0.63284 | 0.8081 | 1.3884 | 1.2377 | 1.1845 | 0.86539 | 0.91994 | 1.3591 | 0.74946 | 1.1157 | 0.60216 | 0.78219 | 0.59466 | 0.99087 | 0.81833 | 0.67103 | 1.0481 | 1.4785 | 1.2889 | 1.7021 | 0.77332 | 0.729 | 0.97041 | 0.90085 | 0.91449 | 1.6939 | 1.0366 | 1.1368
492 | 0.4206 | 1.8296 | 0.51664 | 0.67784 | 0.32305 | 1.0884 | 0.4847 | 0.5508 | 0.7178 | 2.6028 | 0.8714 | 1.1504 | 0.853 | 3.8928 | 1.0875 | 1.41 | 1.0462 | 0.94573 | 1.6161 | 0.99698 | 1.3687 | 2.2304 | 2.065 | 1.9598 | 1.4063 | 1.5006 | 2.2694 | 1.2197 | 1.8286 | 0.92455 | 1.1924 | 0.95393 | 1.6168 | 1.3127 | 0.99083 | 1.7076 | 2.4456 | 2.1375 | 2.9739 | 1.2266 | 1.1603 | 1.6496 | 1.4049 | 1.394 | 2.9595 | 1.679 | 1.9318 | 0.93822 | 0.84665 | 1.4644 | 0.88355 | 1.2006 | 1.9947 | 1.7931 | 1.7158 | 1.2218 | 1.3182 | 1.9755 | 1.0756 | 1.6099 | 0.83025 | 1.0598 | 0.84255 | 1.4247 | 1.1576 | 0.90132 | 1.5115 | 2.1422 | 1.8682 | 2.5618 | 1.0831 | 1.0271 | 1.4254 | 1.2416 | 1.2539 | 2.5488 | 1.4835 | 1.6687 | 0.82478 | 0.74347 | 1.2758 | 0.77763 | 1.0305 | 1.735 | 1.5539 | 1.4863 | 1.0694 | 1.148 | 1.7097 | 0.93548 | 1.3961 | 0.73527 | 0.94368 | 0.73527 | 1.2375 | 1.0141 | 0.80565 | 1.3113 | 1.8539 | 1.6161 | 2.1812 | 0.9512 | 0.90063 | 1.2252 | 1.0981 | 1.1118 | 2.1723 | 1.2915 | 1.4329 | 0.66967 | 0.60338 | 1.027 | 0.63413 | 0.80975 | 1.3913 | 1.2402 | 1.187 | 0.86715 | 0.92182 | 1.3619 | 0.75098 | 1.1179 | 0.60338 | 0.78378 | 0.59587 | 0.99288 | 0.82 | 0.6724 | 1.0503 | 1.4815 | 1.2915 | 1.7056 | 0.7749 | 0.73048 | 0.97238 | 0.90268 | 0.91635 | 1.6974 | 1.0387 | 1.1391
493 | 0.42215 | 1.8336 | 0.51856 | 0.68036 | 0.3239 | 1.0911 | 0.48682 | 0.5532 | 0.71995 | 2.6087 | 0.8741 | 1.1541 | 0.85575 | 3.9012 | 1.0912 | 1.415 | 1.0483 | 0.94766 | 1.6194 | 0.99901 | 1.3715 | 2.2349 | 2.0692 | 1.9638 | 1.4092 | 1.5037 | 2.274 | 1.2222 | 1.8323 | 0.92643 | 1.1948 | 0.95587 | 1.6201 | 1.3154 | 0.99285 | 1.7111 | 2.4506 | 2.1418 | 2.9799 | 1.2291 | 1.1627 | 1.6529 | 1.4078 | 1.3968 | 2.9655 | 1.6824 | 1.9357 | 0.94012 | 0.84837 | 1.4674 | 0.88535 | 1.2031 | 1.9987 | 1.7967 | 1.7193 | 1.2243 | 1.3208 | 1.9795 | 1.0778 | 1.6132 | 0.83194 | 1.062 | 0.84426 | 1.4276 | 1.1599 | 0.90315 | 1.5146 | 2.1466 | 1.872 | 2.567 | 1.0853 | 1.0291 | 1.4283 | 1.2441 | 1.2565 | 2.554 | 1.4865 | 1.6721 | 0.82646 | 0.74498 | 1.2784 | 0.77921 | 1.0326 | 1.7385 | 1.5571 | 1.4893 | 1.0716 | 1.1503 | 1.7132 | 0.93738 | 1.3989 | 0.73676 | 0.9456 | 0.73676 | 1.24 | 1.0161 | 0.80729 | 1.314 | 1.8577 | 1.6194 | 2.1856 | 0.95313 | 0.90246 | 1.2277 | 1.1003 | 1.114 | 2.1767 | 1.2941 | 1.4359 | 0.67103 | 0.60461 | 1.0291 | 0.63542 | 0.8114 | 1.3941 | 1.2428 | 1.1894 | 0.86891 | 0.92369 | 1.3647 | 0.75251 | 1.1202 | 0.60461 | 0.78538 | 0.59708 | 0.9949 | 0.82167 | 0.67377 | 1.0524 | 1.4845 | 1.2941 | 1.7091 | 0.77647 | 0.73197 | 0.97436 | 0.90452 | 0.91821 | 1.7008 | 1.0408 | 1.1414
494 | 0.4237 | 1.8376 | 0.52048 | 0.68288 | 0.32475 | 1.0938 | 0.48893 | 0.5556 | 0.7221 | 2.6146 | 0.8768 | 1.1578 | 0.8585 | 3.9096 | 1.0949 | 1.42 | 1.0504 | 0.94958 | 1.6227 | 1.001 | 1.3743 | 2.2395 | 2.0734 | 1.9678 | 1.412 | 1.5067 | 2.2786 | 1.2247 | 1.836 | 0.92831 | 1.1973 | 0.95781 | 1.6233 | 1.318 | 0.99486 | 1.7146 | 2.4556 | 2.1462 | 2.986 | 1.2316 | 1.165 | 1.6563 | 1.4106 | 1.3997 | 2.9715 | 1.6858 | 1.9396 | 0.94203 | 0.85009 | 1.4703 | 0.88714 | 1.2055 | 2.0028 | 1.8004 | 1.7228 | 1.2268 | 1.3235 | 1.9835 | 1.0799 | 1.6165 | 0.83363 | 1.0642 | 0.84598 | 1.4305 | 1.1623 | 0.90498 | 1.5177 | 2.151 | 1.8758 | 2.5722 | 1.0875 | 1.0312 | 1.4312 | 1.2467 | 1.259 | 2.5592 | 1.4895 | 1.6755 | 0.82814 | 0.74649 | 1.281 | 0.78079 | 1.0347 | 1.742 | 1.5602 | 1.4923 | 1.0738 | 1.1527 | 1.7166 | 0.93929 | 1.4017 | 0.73826 | 0.94752 | 0.73826 | 1.2425 | 1.0182 | 0.80892 | 1.3166 | 1.8614 | 1.6227 | 2.1901 | 0.95507 | 0.90429 | 1.2302 | 1.1026 | 1.1163 | 2.1811 | 1.2968 | 1.4388 | 0.67239 | 0.60584 | 1.0312 | 0.63671 | 0.81304 | 1.3969 | 1.2453 | 1.1918 | 0.87068 | 0.92556 | 1.3674 | 0.75404 | 1.1225 | 0.60584 | 0.78697 | 0.59829 | 0.99692 | 0.82333 | 0.67513 | 1.0546 | 1.4875 | 1.2968 | 1.7125 | 0.77805 | 0.73345 | 0.97634 | 0.90635 | 0.92007 | 1.7043 | 1.0429 | 1.1437
495 | 0.42525 | 1.8416 | 0.5224 | 0.6854 | 0.32559 | 1.0965 | 0.49104 | 0.558 | 0.72425 | 2.6205 | 0.8795 | 1.1615 | 0.86125 | 3.918 | 1.0985 | 1.425 | 1.0526 | 0.9515 | 1.6259 | 1.0031 | 1.3771 | 2.244 | 2.0776 | 1.9718 | 1.4149 | 1.5098 | 2.2832 | 1.2272 | 1.8397 | 0.93019 | 1.1997 | 0.95975 | 1.6266 | 1.3207 | 0.99688 | 1.7181 | 2.4606 | 2.1505 | 2.992 | 1.2341 | 1.1674 | 1.6596 | 1.4135 | 1.4025 | 2.9776 | 1.6892 | 1.9436 | 0.94394 | 0.85181 | 1.4733 | 0.88894 | 1.2079 | 2.0068 | 1.804 | 1.7263 | 1.2292 | 1.3262 | 1.9876 | 1.0821 | 1.6197 | 0.83531 | 1.0663 | 0.84769 | 1.4334 | 1.1646 | 0.90681 | 1.5207 | 2.1553 | 1.8796 | 2.5774 | 1.0897 | 1.0333 | 1.4341 | 1.2492 | 1.2616 | 2.5644 | 1.4926 | 1.6789 | 0.82981 | 0.748 | 1.2836 | 0.78238 | 1.0368 | 1.7456 | 1.5634 | 1.4953 | 1.0759 | 1.155 | 1.7201 | 0.94119 | 1.4046 | 0.73975 | 0.94944 | 0.73975 | 1.2451 | 1.0203 | 0.81056 | 1.3193 | 1.8652 | 1.6259 | 2.1945 | 0.957 | 0.90612 | 1.2327 | 1.1048 | 1.1186 | 2.1856 | 1.2994 | 1.4417 | 0.67375 | 0.60706 | 1.0333 | 0.638 | 0.81469 | 1.3998 | 1.2478 | 1.1942 | 0.87244 | 0.92744 | 1.3702 | 0.75556 | 1.1247 | 0.60706 | 0.78856 | 0.5995 | 0.99894 | 0.825 | 0.6765 | 1.0567 | 1.4905 | 1.2994 | 1.716 | 0.77962 | 0.73494 | 0.97831 | 0.90819 | 0.92194 | 1.7077 | 1.045 | 1.1461
496 | 0.4268 | 1.8456 | 0.52432 | 0.68792 | 0.32644 | 1.0992 | 0.49315 | 0.5604 | 0.7264 | 2.6264 | 0.8822 | 1.1652 | 0.864 | 3.9264 | 1.1022 | 1.43 | 1.0547 | 0.95342 | 1.6292 | 1.0051 | 1.3798 | 2.2485 | 2.0818 | 1.9757 | 1.4177 | 1.5128 | 2.2878 | 1.2297 | 1.8435 | 0.93207 | 1.2021 | 0.96169 | 1.6299 | 1.3234 | 0.99889 | 1.7215 | 2.4655 | 2.1548 | 2.998 | 1.2366 | 1.1697 | 1.663 | 1.4164 | 1.4053 | 2.9836 | 1.6926 | 1.9475 | 0.94584 | 0.85353 | 1.4763 | 0.89073 | 1.2104 | 2.0109 | 1.8076 | 1.7298 | 1.2317 | 1.3289 | 1.9916 | 1.0843 | 1.623 | 0.837 | 1.0685 | 0.8494 | 1.4363 | 1.167 | 0.90864 | 1.5238 | 2.1597 | 1.8834 | 2.5826 | 1.0919 | 1.0354 | 1.437 | 1.2517 | 1.2641 | 2.5696 | 1.4956 | 1.6823 | 0.83149 | 0.74951 | 1.2862 | 0.78396 | 1.0388 | 1.7491 | 1.5665 | 1.4983 | 1.0781 | 1.1573 | 1.7236 | 0.94309 | 1.4074 | 0.74124 | 0.95136 | 0.74124 | 1.2476 | 1.0223 | 0.8122 | 1.322 | 1.869 | 1.6292 | 2.1989 | 0.95893 | 0.90796 | 1.2352 | 1.107 | 1.1208 | 2.19 | 1.302 | 1.4446 | 0.67511 | 0.60829 | 1.0354 | 0.63929 | 0.81633 | 1.4026 | 1.2503 | 1.1966 | 0.8742 | 0.92931 | 1.373 | 0.75709 | 1.127 | 0.60829 | 0.79016 | 0.60071 | 1.001 | 0.82667 | 0.67787 | 1.0588 | 1.4935 | 1.302 | 1.7195 | 0.7812 | 0.73642 | 0.98029 | 0.91002 | 0.9238 | 1.7112 | 1.0471 | 1.1484
497 | 0.42835 | 1.8496 | 0.52624 | 0.69044 | 0.32729 | 1.1019 | 0.49526 | 0.5628 | 0.72855 | 2.6323 | 0.8849 | 1.1689 | 0.86675 | 3.9348 | 1.1059 | 1.435 | 1.0568 | 0.95534 | 1.6325 | 1.0071 | 1.3826 | 2.2531 | 2.086 | 1.9797 | 1.4206 | 1.5159 | 2.2924 | 1.2321 | 1.8472 | 0.93395 | 1.2045 | 0.96363 | 1.6332 | 1.326 | 1.0009 | 1.725 | 2.4705 | 2.1592 | 3.0041 | 1.239 | 1.1721 | 1.6663 | 1.4192 | 1.4082 | 2.9896 | 1.696 | 1.9514 | 0.94775 | 0.85525 | 1.4793 | 0.89253 | 1.2128 | 2.0149 | 1.8113 | 1.7333 | 1.2342 | 1.3315 | 1.9956 | 1.0865 | 1.6263 | 0.83869 | 1.0706 | 0.85111 | 1.4392 | 1.1693 | 0.91048 | 1.5269 | 2.164 | 1.8872 | 2.5879 | 1.0941 | 1.0375 | 1.4399 | 1.2542 | 1.2667 | 2.5747 | 1.4986 | 1.6857 | 0.83317 | 0.75102 | 1.2887 | 0.78554 | 1.0409 | 1.7526 | 1.5697 | 1.5014 | 1.0803 | 1.1597 | 1.7271 | 0.94499 | 1.4102 | 0.74274 | 0.95327 | 0.74274 | 1.2501 | 1.0244 | 0.81384 | 1.3246 | 1.8727 | 1.6325 | 2.2034 | 0.96087 | 0.90979 | 1.2377 | 1.1093 | 1.1231 | 2.1944 | 1.3046 | 1.4475 | 0.67647 | 0.60952 | 1.0375 | 0.64058 | 0.81798 | 1.4054 | 1.2529 | 1.199 | 0.87596 | 0.93118 | 1.3757 | 0.75862 | 1.1293 | 0.60952 | 0.79175 | 0.60192 | 1.003 | 0.82833 | 0.67923 | 1.061 | 1.4965 | 1.3046 | 1.7229 | 0.78277 | 0.73791 | 0.98227 | 0.91186 | 0.92566 | 1.7146 | 1.0492 | 1.1507
498 | 0.4299 | 1.8535 | 0.52816 | 0.69296 | 0.32814 | 1.1046 | 0.49738 | 0.5652 | 0.7307 | 2.6382 | 0.8876 | 1.1726 | 0.8695 | 3.9432 | 1.1096 | 1.44 | 1.0589 | 0.95727 | 1.6358 | 1.0091 | 1.3854 | 2.2576 | 2.0902 | 1.9837 | 1.4235 | 1.5189 | 2.297 | 1.2346 | 1.8509 | 0.93582 | 1.207 | 0.96557 | 1.6365 | 1.3287 | 1.0029 | 1.7285 | 2.4755 | 2.1635 | 3.0101 | 1.2415 | 1.1745 | 1.6697 | 1.4221 | 1.411 | 2.9956 | 1.6994 | 1.9553 | 0.94966 | 0.85698 | 1.4822 | 0.89433 | 1.2153 | 2.019 | 1.8149 | 1.7368 | 1.2367 | 1.3342 | 1.9996 | 1.0887 | 1.6296 | 0.84038 | 1.0728 | 0.85283 | 1.4421 | 1.1717 | 0.91231 | 1.53 | 2.1684 | 1.891 | 2.5931 | 1.0963 | 1.0396 | 1.4428 | 1.2568 | 1.2692 | 2.5799 | 1.5016 | 1.689 | 0.83484 | 0.75253 | 1.2913 | 0.78712 | 1.043 | 1.7561 | 1.5728 | 1.5044 | 1.0825 | 1.162 | 1.7305 | 0.94689 | 1.4131 | 0.74423 | 0.95519 | 0.74423 | 1.2526 | 1.0264 | 0.81547 | 1.3273 | 1.8765 | 1.6358 | 2.2078 | 0.9628 | 0.91162 | 1.2402 | 1.1115 | 1.1253 | 2.1988 | 1.3073 | 1.4504 | 0.67783 | 0.61074 | 1.0396 | 0.64187 | 0.81963 | 1.4082 | 1.2554 | 1.2014 | 0.87773 | 0.93306 | 1.3785 | 0.76014 | 1.1316 | 0.61074 | 0.79334 | 0.60313 | 1.005 | 0.83 | 0.6806 | 1.0631 | 1.4995 | 1.3073 | 1.7264 | 0.78435 | 0.73939 | 0.98424 | 0.91369 | 0.92752 | 1.7181 | 1.0513 | 1.153
499 | 0.43145 | 1.8575 | 0.53008 | 0.69548 | 0.32898 | 1.1073 | 0.49949 | 0.5676 | 0.73285 | 2.6441 | 0.8903 | 1.1763 | 0.87225 | 3.9516 | 1.1133 | 1.445 | 1.0611 | 0.95919 | 1.6391 | 1.0112 | 1.3882 | 2.2621 | 2.0944 | 1.9877 | 1.4263 | 1.522 | 2.3016 | 1.2371 | 1.8546 | 0.9377 | 1.2094 | 0.96751 | 1.6398 | 1.3314 | 1.0049 | 1.7319 | 2.4804 | 2.1679 | 3.0162 | 1.244 | 1.1768 | 1.673 | 1.4249 | 1.4138 | 3.0016 | 1.7028 | 1.9593 | 0.95157 | 0.8587 | 1.4852 | 0.89612 | 1.2177 | 2.023 | 1.8186 | 1.7403 | 1.2392 | 1.3369 | 2.0036 | 1.0909 | 1.6328 | 0.84206 | 1.0749 | 0.85454 | 1.445 | 1.174 | 0.91414 | 1.533 | 2.1727 | 1.8948 | 2.5983 | 1.0985 | 1.0417 | 1.4457 | 1.2593 | 1.2718 | 2.5851 | 1.5046 | 1.6924 | 0.83652 | 0.75404 | 1.2939 | 0.7887 | 1.0451 | 1.7597 | 1.576 | 1.5074 | 1.0846 | 1.1643 | 1.734 | 0.94879 | 1.4159 | 0.74573 | 0.95711 | 0.74573 | 1.2551 | 1.0285 | 0.81711 | 1.33 | 1.8803 | 1.6391 | 2.2122 | 0.96473 | 0.91345 | 1.2426 | 1.1137 | 1.1276 | 2.2032 | 1.3099 | 1.4533 | 0.67919 | 0.61197 | 1.0417 | 0.64316 | 0.82127 | 1.4111 | 1.2579 | 1.2038 | 0.87949 | 0.93493 | 1.3813 | 0.76167 | 1.1338 | 0.61197 | 0.79493 | 0.60434 | 1.007 | 0.83167 | 0.68197 | 1.0652 | 1.5025 | 1.3099 | 1.7299 | 0.78592 | 0.74088 | 0.98622 | 0.91553 | 0.92939 | 1.7215 | 1.0534 | 1.1553
500 | 0.433 | 1.8615 | 0.532 | 0.698 | 0.32983 | 1.11 | 0.5016 | 0.57 | 0.735 | 2.65 | 0.893 | 1.18 | 0.875 | 3.96 | 1.117 | 1.45 | 1.0632 | 0.96111 | 1.6424 | 1.0132 | 1.391 | 2.2667 | 2.0986 | 1.9917 | 1.4292 | 1.525 | 2.3063 | 1.2396 | 1.8583 | 0.93958 | 1.2118 | 0.96944 | 1.6431 | 1.334 | 1.0069 | 1.7354 | 2.4854 | 2.1722 | 3.0222 | 1.2465 | 1.1792 | 1.6764 | 1.4278 | 1.4167 | 3.0076 | 1.7063 | 1.9632 | 0.95347 | 0.86042 | 1.4882 | 0.89792 | 1.2201 | 2.0271 | 1.8222 | 1.7437 | 1.2417 | 1.3396 | 2.0076 | 1.0931 | 1.6361 | 0.84375 | 1.0771 | 0.85625 | 1.4479 | 1.1764 | 0.91597 | 1.5361 | 2.1771 | 1.8986 | 2.6035 | 1.1007 | 1.0437 | 1.4486 | 1.2618 | 1.2743 | 2.5903 | 1.5076 | 1.6958 | 0.83819 | 0.75556 | 1.2965 | 0.79028 | 1.0472 | 1.7632 | 1.5792 | 1.5104 | 1.0868 | 1.1667 | 1.7375 | 0.95069 | 1.4188 | 0.74722 | 0.95903 | 0.74722 | 1.2576 | 1.0306 | 0.81875 | 1.3326 | 1.884 | 1.6424 | 2.2167 | 0.96667 | 0.91528 | 1.2451 | 1.116 | 1.1299 | 2.2076 | 1.3125 | 1.4562 | 0.68056 | 0.61319 | 1.0437 | 0.64444 | 0.82292 | 1.4139 | 1.2604 | 1.2063 | 0.88125 | 0.93681 | 1.384 | 0.76319 | 1.1361 | 0.61319 | 0.79653 | 0.60556 | 1.009 | 0.83333 | 0.68333 | 1.0674 | 1.5056 | 1.3125 | 1.7333 | 0.7875 | 0.74236 | 0.98819 | 0.91736 | 0.93125 | 1.725 | 1.0556 | 1.1576
501 | 0.43499 | 1.8657 | 0.53433 | 0.70107 | 0.33068 | 1.113 | 0.50494 | 0.5738 | 0.73745 | 2.6562 | 0.89622 | 1.1846 | 0.87865 | 3.9686 | 1.1219 | 1.4565 | 1.0657 | 0.96338 | 1.6462 | 1.0155 | 1.3943 | 2.2717 | 2.1036 | 1.9962 | 1.4325 | 1.5284 | 2.3118 | 1.2424 | 1.8628 | 0.94178 | 1.2146 | 0.97167 | 1.6469 | 1.337 | 1.0093 | 1.7393 | 2.4911 | 2.1772 | 3.0291 | 1.2494 | 1.1819 | 1.6802 | 1.431 | 1.4199 | 3.0147 | 1.7101 | 1.9678 | 0.9557 | 0.86245 | 1.4917 | 0.9 | 1.2231 | 2.0316 | 1.8266 | 1.7477 | 1.2446 | 1.3426 | 2.0125 | 1.0956 | 1.64 | 0.84572 | 1.0796 | 0.85822 | 1.4513 | 1.1791 | 0.9181 | 1.5396 | 2.1821 | 1.9029 | 2.6094 | 1.1033 | 1.0461 | 1.452 | 1.2647 | 1.2772 | 2.5964 | 1.511 | 1.6999 | 0.84015 | 0.75735 | 1.2996 | 0.79211 | 1.0497 | 1.7672 | 1.583 | 1.5139 | 1.0894 | 1.1693 | 1.7417 | 0.95288 | 1.4222 | 0.74897 | 0.96125 | 0.74895 | 1.2606 | 1.0329 | 0.82066 | 1.3357 | 1.8884 | 1.6461 | 2.2217 | 0.96892 | 0.91738 | 1.248 | 1.1185 | 1.1325 | 2.2129 | 1.3155 | 1.4597 | 0.68215 | 0.61466 | 1.0462 | 0.64594 | 0.82491 | 1.4171 | 1.2635 | 1.209 | 0.88333 | 0.93891 | 1.3874 | 0.76496 | 1.1388 | 0.61464 | 0.79839 | 0.60696 | 1.0114 | 0.83524 | 0.68493 | 1.0698 | 1.5091 | 1.3155 | 1.7373 | 0.78934 | 0.74407 | 0.99049 | 0.91945 | 0.93341 | 1.7292 | 1.0579 | 1.1604
502 | 0.43698 | 1.8699 | 0.53666 | 0.70414 | 0.33153 | 1.116 | 0.50829 | 0.5776 | 0.7399 | 2.6624 | 0.89944 | 1.1892 | 0.8823 | 3.9772 | 1.1267 | 1.463 | 1.0682 | 0.96566 | 1.6501 | 1.0179 | 1.3976 | 2.2768 | 2.1086 | 2.0007 | 1.4358 | 1.5318 | 2.3174 | 1.2453 | 1.8672 | 0.94397 | 1.2174 | 0.97389 | 1.6508 | 1.34 | 1.0116 | 1.7432 | 2.4969 | 2.1821 | 3.0359 | 1.2523 | 1.1846 | 1.6841 | 1.4342 | 1.4231 | 3.0218 | 1.7139 | 1.9725 | 0.95792 | 0.86449 | 1.4952 | 0.90208 | 1.226 | 2.0362 | 1.8309 | 1.7517 | 1.2475 | 1.3456 | 2.0174 | 1.0981 | 1.6439 | 0.84769 | 1.0821 | 0.86019 | 1.4547 | 1.1817 | 0.92023 | 1.543 | 2.1871 | 1.9073 | 2.6153 | 1.1058 | 1.0485 | 1.4553 | 1.2675 | 1.2801 | 2.6026 | 1.5144 | 1.7039 | 0.84211 | 0.75915 | 1.3027 | 0.79394 | 1.0523 | 1.7711 | 1.5868 | 1.5173 | 1.0919 | 1.1719 | 1.746 | 0.95507 | 1.4256 | 0.75072 | 0.96348 | 0.75067 | 1.2636 | 1.0352 | 0.82256 | 1.3387 | 1.8928 | 1.6499 | 2.2268 | 0.97117 | 0.91949 | 1.2509 | 1.121 | 1.1351 | 2.2182 | 1.3184 | 1.4632 | 0.68375 | 0.61613 | 1.0487 | 0.64744 | 0.82691 | 1.4203 | 1.2665 | 1.2118 | 0.88541 | 0.94102 | 1.3908 | 0.76672 | 1.1416 | 0.61608 | 0.80025 | 0.60837 | 1.0138 | 0.83714 | 0.68653 | 1.0722 | 1.5126 | 1.3185 | 1.7413 | 0.79118 | 0.74579 | 0.99279 | 0.92153 | 0.93556 | 1.7333 | 1.0603 | 1.1632
503 | 0.43897 | 1.874 | 0.53899 | 0.70721 | 0.33237 | 1.119 | 0.51163 | 0.5814 | 0.74235 | 2.6686 | 0.90266 | 1.1938 | 0.88595 | 3.9858 | 1.1316 | 1.4695 | 1.0706 | 0.96793 | 1.6539 | 1.0202 | 1.4009 | 2.2819 | 2.1136 | 2.0052 | 1.4391 | 1.5352 | 2.323 | 1.2481 | 1.8717 | 0.94616 | 1.2202 | 0.97612 | 1.6547 | 1.3431 | 1.0139 | 1.7471 | 2.5026 | 2.187 | 3.0427 | 1.2552 | 1.1873 | 1.688 | 1.4374 | 1.4264 | 3.0289 | 1.7177 | 1.9771 | 0.96014 | 0.86653 | 1.4987 | 0.90416 | 1.2289 | 2.0407 | 1.8353 | 1.7556 | 1.2504 | 1.3486 | 2.0223 | 1.1006 | 1.6479 | 0.84967 | 1.0846 | 0.86216 | 1.4582 | 1.1844 | 0.92235 | 1.5465 | 2.1922 | 1.9116 | 2.6213 | 1.1084 | 1.0509 | 1.4586 | 1.2704 | 1.2831 | 2.6087 | 1.5178 | 1.7079 | 0.84407 | 0.76094 | 1.3057 | 0.79578 | 1.0548 | 1.7751 | 1.5906 | 1.5207 | 1.0944 | 1.1745 | 1.7502 | 0.95726 | 1.429 | 0.75247 | 0.96571 | 0.7524 | 1.2666 | 1.0376 | 0.82447 | 1.3417 | 1.8971 | 1.6536 | 2.2319 | 0.97342 | 0.92159 | 1.2538 | 1.1236 | 1.1377 | 2.2235 | 1.3214 | 1.4666 | 0.68534 | 0.61759 | 1.0512 | 0.64894 | 0.82891 | 1.4235 | 1.2696 | 1.2145 | 0.88749 | 0.94313 | 1.3942 | 0.76849 | 1.1443 | 0.61752 | 0.80211 | 0.60977 | 1.0162 | 0.83904 | 0.68813 | 1.0747 | 1.5161 | 1.3215 | 1.7454 | 0.79302 | 0.7475 | 0.99509 | 0.92361 | 0.93772 | 1.7375 | 1.0627 | 1.1659
504 | 0.44096 | 1.8782 | 0.54132 | 0.71028 | 0.33322 | 1.122 | 0.51498 | 0.5852 | 0.7448 | 2.6748 | 0.90588 | 1.1984 | 0.8896 | 3.9944 | 1.1364 | 1.476 | 1.0731 | 0.9702 | 1.6578 | 1.0226 | 1.4042 | 2.287 | 2.1186 | 2.0097 | 1.4425 | 1.5386 | 2.3286 | 1.2509 | 1.8761 | 0.94835 | 1.223 | 0.97834 | 1.6585 | 1.3461 | 1.0163 | 1.751 | 2.5083 | 2.192 | 3.0496 | 1.2581 | 1.19 | 1.6918 | 1.4407 | 1.4296 | 3.0359 | 1.7215 | 1.9818 | 0.96237 | 0.86857 | 1.5022 | 0.90624 | 1.2318 | 2.0453 | 1.8397 | 1.7596 | 1.2533 | 1.3516 | 2.0272 | 1.1031 | 1.6518 | 0.85164 | 1.087 | 0.86413 | 1.4616 | 1.1871 | 0.92448 | 1.55 | 2.1972 | 1.9159 | 2.6272 | 1.1109 | 1.0533 | 1.462 | 1.2732 | 1.286 | 2.6149 | 1.5211 | 1.7119 | 0.84603 | 0.76274 | 1.3088 | 0.79761 | 1.0573 | 1.7791 | 1.5943 | 1.5242 | 1.097 | 1.1771 | 1.7545 | 0.95945 | 1.4324 | 0.75422 | 0.96793 | 0.75413 | 1.2695 | 1.0399 | 0.82638 | 1.3447 | 1.9015 | 1.6574 | 2.237 | 0.97567 | 0.9237 | 1.2567 | 1.1261 | 1.1403 | 2.2288 | 1.3243 | 1.4701 | 0.68694 | 0.61906 | 1.0537 | 0.65044 | 0.83091 | 1.4267 | 1.2726 | 1.2173 | 0.88957 | 0.94524 | 1.3976 | 0.77025 | 1.147 | 0.61896 | 0.80397 | 0.61118 | 1.0186 | 0.84095 | 0.68972 | 1.0771 | 1.5196 | 1.3246 | 1.7494 | 0.79487 | 0.74922 | 0.99738 | 0.9257 | 0.93987 | 1.7417 | 1.0651 | 1.1687
505 | 0.44295 | 1.8824 | 0.54365 | 0.71335 | 0.33407 | 1.125 | 0.51832 | 0.589 | 0.74725 | 2.681 | 0.9091 | 1.203 | 0.89325 | 4.003 | 1.1413 | 1.4825 | 1.0756 | 0.97248 | 1.6616 | 1.0249 | 1.4076 | 2.292 | 2.1236 | 2.0142 | 1.4458 | 1.542 | 2.3342 | 1.2538 | 1.8806 | 0.95054 | 1.2258 | 0.98057 | 1.6624 | 1.3491 | 1.0186 | 1.7549 | 2.514 | 2.1969 | 3.0564 | 1.2609 | 1.1927 | 1.6957 | 1.4439 | 1.4329 | 3.043 | 1.7253 | 1.9864 | 0.96459 | 0.87061 | 1.5057 | 0.90832 | 1.2347 | 2.0498 | 1.844 | 1.7636 | 1.2562 | 1.3546 | 2.032 | 1.1056 | 1.6557 | 0.85361 | 1.0895 | 0.8661 | 1.465 | 1.1897 | 0.92661 | 1.5534 | 2.2022 | 1.9203 | 2.6331 | 1.1135 | 1.0557 | 1.4653 | 1.2761 | 1.2889 | 2.621 | 1.5245 | 1.716 | 0.84799 | 0.76453 | 1.3119 | 0.79944 | 1.0598 | 1.783 | 1.5981 | 1.5276 | 1.0995 | 1.1798 | 1.7587 | 0.96164 | 1.4358 | 0.75597 | 0.97016 | 0.75585 | 1.2725 | 1.0423 | 0.82828 | 1.3477 | 1.9058 | 1.6611 | 2.2421 | 0.97792 | 0.9258 | 1.2596 | 1.1286 | 1.1429 | 2.234 | 1.3273 | 1.4736 | 0.68853 | 0.62052 | 1.0562 | 0.65194 | 0.83291 | 1.4299 | 1.2757 | 1.2201 | 0.89165 | 0.94735 | 1.401 | 0.77202 | 1.1498 | 0.6204 | 0.80582 | 0.61258 | 1.021 | 0.84285 | 0.69132 | 1.0795 | 1.5231 | 1.3276 | 1.7534 | 0.79671 | 0.75093 | 0.99968 | 0.92778 | 0.94203 | 1.7459 | 1.0675 | 1.1715
506 | 0.44494 | 1.8866 | 0.54598 | 0.71642 | 0.33492 | 1.128 | 0.52166 | 0.5928 | 0.7497 | 2.6872 | 0.91232 | 1.2076 | 0.8969 | 4.0116 | 1.1462 | 1.489 | 1.0781 | 0.97475 | 1.6655 | 1.0273 | 1.4109 | 2.2971 | 2.1286 | 2.0188 | 1.4491 | 1.5454 | 2.3398 | 1.2566 | 1.885 | 0.95274 | 1.2286 | 0.98279 | 1.6663 | 1.3521 | 1.0209 | 1.7589 | 2.5198 | 2.2018 | 3.0632 | 1.2638 | 1.1954 | 1.6995 | 1.4471 | 1.4361 | 3.0501 | 1.7291 | 1.9911 | 0.96681 | 0.87264 | 1.5092 | 0.9104 | 1.2376 | 2.0544 | 1.8484 | 1.7675 | 1.2591 | 1.3576 | 2.0369 | 1.1081 | 1.6596 | 0.85558 | 1.092 | 0.86808 | 1.4684 | 1.1924 | 0.92873 | 1.5569 | 2.2073 | 1.9246 | 2.639 | 1.116 | 1.0581 | 1.4687 | 1.2789 | 1.2918 | 2.6271 | 1.5279 | 1.72 | 0.84994 | 0.76633 | 1.3149 | 0.80127 | 1.0623 | 1.787 | 1.6019 | 1.5311 | 1.1021 | 1.1824 | 1.7629 | 0.96382 | 1.4392 | 0.75772 | 0.97239 | 0.75758 | 1.2755 | 1.0446 | 0.83019 | 1.3507 | 1.9102 | 1.6649 | 2.2471 | 0.98017 | 0.9279 | 1.2624 | 1.1311 | 1.1455 | 2.2393 | 1.3302 | 1.477 | 0.69013 | 0.62199 | 1.0587 | 0.65343 | 0.83491 | 1.4331 | 1.2787 | 1.2228 | 0.89373 | 0.94946 | 1.4044 | 0.77378 | 1.1525 | 0.62185 | 0.80768 | 0.61399 | 1.0234 | 0.84475 | 0.69292 | 1.0819 | 1.5266 | 1.3306 | 1.7574 | 0.79855 | 0.75264 | 1.002 | 0.92987 | 0.94418 | 1.75 | 1.0699 | 1.1742
507 | 0.44693 | 1.8907 | 0.54831 | 0.71949 | 0.33576 | 1.131 | 0.52501 | 0.5966 | 0.75215 | 2.6934 | 0.91554 | 1.2122 | 0.90055 | 4.0202 | 1.151 | 1.4955 | 1.0805 | 0.97702 | 1.6693 | 1.0296 | 1.4142 | 2.3022 | 2.1336 | 2.0233 | 1.4524 | 1.5488 | 2.3453 | 1.2594 | 1.8895 | 0.95493 | 1.2314 | 0.98502 | 1.6701 | 1.3551 | 1.0233 | 1.7628 | 2.5255 | 2.2068 | 3.0701 | 1.2667 | 1.1981 | 1.7034 | 1.4503 | 1.4393 | 3.0572 | 1.7329 | 1.9957 | 0.96904 | 0.87468 | 1.5127 | 0.91248 | 1.2406 | 2.0589 | 1.8527 | 1.7715 | 1.262 | 1.3606 | 2.0418 | 1.1106 | 1.6635 | 0.85755 | 1.0945 | 0.87005 | 1.4718 | 1.195 | 0.93086 | 1.5604 | 2.2123 | 1.9289 | 2.645 | 1.1186 | 1.0605 | 1.472 | 1.2818 | 1.2948 | 2.6333 | 1.5313 | 1.724 | 0.8519 | 0.76813 | 1.318 | 0.80311 | 1.0649 | 1.791 | 1.6057 | 1.5345 | 1.1046 | 1.185 | 1.7672 | 0.96601 | 1.4426 | 0.75947 | 0.97461 | 0.7593 | 1.2785 | 1.0469 | 0.8321 | 1.3538 | 1.9146 | 1.6687 | 2.2522 | 0.98243 | 0.93001 | 1.2653 | 1.1337 | 1.1481 | 2.2446 | 1.3332 | 1.4805 | 0.69173 | 0.62346 | 1.0611 | 0.65493 | 0.8369 | 1.4363 | 1.2818 | 1.2256 | 0.89581 | 0.95157 | 1.4078 | 0.77555 | 1.1552 | 0.62329 | 0.80954 | 0.61539 | 1.0258 | 0.84666 | 0.69451 | 1.0844 | 1.5301 | 1.3336 | 1.7614 | 0.80039 | 0.75436 | 1.0043 | 0.93195 | 0.94634 | 1.7542 | 1.0723 | 1.177
508 | 0.44892 | 1.8949 | 0.55064 | 0.72256 | 0.33661 | 1.134 | 0.52835 | 0.6004 | 0.7546 | 2.6996 | 0.91876 | 1.2168 | 0.9042 | 4.0288 | 1.1559 | 1.502 | 1.083 | 0.97929 | 1.6732 | 1.032 | 1.4175 | 2.3072 | 2.1386 | 2.0278 | 1.4558 | 1.5522 | 2.3509 | 1.2623 | 1.8939 | 0.95712 | 1.2341 | 0.98724 | 1.674 | 1.3581 | 1.0256 | 1.7667 | 2.5312 | 2.2117 | 3.0769 | 1.2696 | 1.2008 | 1.7073 | 1.4535 | 1.4426 | 3.0642 | 1.7367 | 2.0003 | 0.97126 | 0.87672 | 1.5162 | 0.91456 | 1.2435 | 2.0635 | 1.8571 | 1.7755 | 1.2649 | 1.3636 | 2.0467 | 1.1131 | 1.6675 | 0.85952 | 1.097 | 0.87202 | 1.4752 | 1.1977 | 0.93299 | 1.5638 | 2.2173 | 1.9333 | 2.6509 | 1.1211 | 1.0629 | 1.4754 | 1.2846 | 1.2977 | 2.6394 | 1.5346 | 1.7281 | 0.85386 | 0.76992 | 1.3211 | 0.80494 | 1.0674 | 1.7949 | 1.6095 | 1.538 | 1.1072 | 1.1876 | 1.7714 | 0.9682 | 1.446 | 0.76122 | 0.97684 | 0.76103 | 1.2814 | 1.0493 | 0.834 | 1.3568 | 1.9189 | 1.6724 | 2.2573 | 0.98468 | 0.93211 | 1.2682 | 1.1362 | 1.1507 | 2.2499 | 1.3361 | 1.484 | 0.69332 | 0.62492 | 1.0636 | 0.65643 | 0.8389 | 1.4395 | 1.2848 | 1.2283 | 0.89789 | 0.95368 | 1.4112 | 0.77731 | 1.158 | 0.62473 | 0.8114 | 0.6168 | 1.0282 | 0.84856 | 0.69611 | 1.0868 | 1.5336 | 1.3366 | 1.7654 | 0.80223 | 0.75607 | 1.0066 | 0.93404 | 0.94849 | 1.7584 | 1.0747 | 1.1797
509 | 0.45091 | 1.8991 | 0.55297 | 0.72563 | 0.33746 | 1.137 | 0.5317 | 0.6042 | 0.75705 | 2.7058 | 0.92198 | 1.2214 | 0.90785 | 4.0374 | 1.1607 | 1.5085 | 1.0855 | 0.98157 | 1.677 | 1.0343 | 1.4208 | 2.3123 | 2.1436 | 2.0323 | 1.4591 | 1.5556 | 2.3565 | 1.2651 | 1.8984 | 0.95931 | 1.2369 | 0.98947 | 1.6779 | 1.3611 | 1.0279 | 1.7706 | 2.5369 | 2.2167 | 3.0837 | 1.2725 | 1.2035 | 1.7111 | 1.4568 | 1.4458 | 3.0713 | 1.7405 | 2.005 | 0.97348 | 0.87876 | 1.5197 | 0.91664 | 1.2464 | 2.068 | 1.8615 | 1.7794 | 1.2677 | 1.3666 | 2.0516 | 1.1156 | 1.6714 | 0.8615 | 1.0995 | 0.87399 | 1.4786 | 1.2004 | 0.93511 | 1.5673 | 2.2224 | 1.9376 | 2.6568 | 1.1237 | 1.0653 | 1.4787 | 1.2875 | 1.3006 | 2.6456 | 1.538 | 1.7321 | 0.85582 | 0.77172 | 1.3241 | 0.80677 | 1.0699 | 1.7989 | 1.6133 | 1.5414 | 1.1097 | 1.1902 | 1.7757 | 0.97039 | 1.4494 | 0.76297 | 0.97906 | 0.76275 | 1.2844 | 1.0516 | 0.83591 | 1.3598 | 1.9233 | 1.6762 | 2.2624 | 0.98693 | 0.93422 | 1.2711 | 1.1387 | 1.1533 | 2.2552 | 1.3391 | 1.4874 | 0.69492 | 0.62639 | 1.0661 | 0.65793 | 0.8409 | 1.4427 | 1.2879 | 1.2311 | 0.89997 | 0.95579 | 1.4146 | 0.77908 | 1.1607 | 0.62617 | 0.81326 | 0.6182 | 1.0306 | 0.85046 | 0.69771 | 1.0892 | 1.5371 | 1.3396 | 1.7694 | 0.80407 | 0.75778 | 1.0089 | 0.93612 | 0.95065 | 1.7626 | 1.077 | 1.1825
510 | 0.4529 | 1.9032 | 0.5553 | 0.7287 | 0.33831 | 1.14 | 0.53504 | 0.608 | 0.7595 | 2.712 | 0.9252 | 1.226 | 0.9115 | 4.046 | 1.1656 | 1.515 | 1.088 | 0.98384 | 1.6809 | 1.0366 | 1.4242 | 2.3174 | 2.1486 | 2.0368 | 1.4624 | 1.559 | 2.3621 | 1.268 | 1.9028 | 0.9615 | 1.2397 | 0.99169 | 1.6817 | 1.3641 | 1.0303 | 1.7745 | 2.5427 | 2.2216 | 3.0906 | 1.2753 | 1.2062 | 1.715 | 1.46 | 1.4491 | 3.0784 | 1.7443 | 2.0096 | 0.9757 | 0.8808 | 1.5232 | 0.91872 | 1.2493 | 2.0726 | 1.8658 | 1.7834 | 1.2706 | 1.3696 | 2.0565 | 1.1181 | 1.6753 | 0.86347 | 1.102 | 0.87596 | 1.4821 | 1.203 | 0.93724 | 1.5708 | 2.2274 | 1.9419 | 2.6628 | 1.1263 | 1.0677 | 1.482 | 1.2903 | 1.3035 | 2.6517 | 1.5414 | 1.7361 | 0.85778 | 0.77351 | 1.3272 | 0.8086 | 1.0724 | 1.8029 | 1.6171 | 1.5448 | 1.1123 | 1.1928 | 1.7799 | 0.97258 | 1.4528 | 0.76472 | 0.98129 | 0.76448 | 1.2874 | 1.054 | 0.83781 | 1.3628 | 1.9277 | 1.6799 | 2.2675 | 0.98918 | 0.93632 | 1.274 | 1.1412 | 1.1559 | 2.2604 | 1.342 | 1.4909 | 0.69651 | 0.62785 | 1.0686 | 0.65943 | 0.8429 | 1.4459 | 1.2909 | 1.2339 | 0.90205 | 0.9579 | 1.4181 | 0.78084 | 1.1634 | 0.62761 | 0.81512 | 0.61961 | 1.033 | 0.85237 | 0.69931 | 1.0917 | 1.5406 | 1.3427 | 1.7734 | 0.80592 | 0.7595 | 1.0112 | 0.93821 | 0.95281 | 1.7667 | 1.0794 | 1.1853
511 | 0.45489 | 1.9074 | 0.55763 | 0.73177 | 0.33915 | 1.143 | 0.53838 | 0.6118 | 0.76195 | 2.7182 | 0.92842 | 1.2306 | 0.91515 | 4.0546 | 1.1705 | 1.5215 | 1.0905 | 0.98611 | 1.6847 | 1.039 | 1.4275 | 2.3225 | 2.1536 | 2.0413 | 1.4657 | 1.5624 | 2.3677 | 1.2708 | 1.9073 | 0.9637 | 1.2425 | 0.99392 | 1.6856 | 1.3671 | 1.0326 | 1.7784 | 2.5484 | 2.2265 | 3.0974 | 1.2782 | 1.2089 | 1.7188 | 1.4632 | 1.4523 | 3.0854 | 1.7481 | 2.0143 | 0.97793 | 0.88283 | 1.5268 | 0.9208 | 1.2522 | 2.0772 | 1.8702 | 1.7874 | 1.2735 | 1.3726 | 2.0613 | 1.1207 | 1.6792 | 0.86544 | 1.1045 | 0.87793 | 1.4855 | 1.2057 | 0.93937 | 1.5742 | 2.2324 | 1.9463 | 2.6687 | 1.1288 | 1.0701 | 1.4854 | 1.2932 | 1.3065 | 2.6579 | 1.5448 | 1.7401 | 0.85973 | 0.77531 | 1.3303 | 0.81044 | 1.0749 | 1.8069 | 1.6209 | 1.5483 | 1.1148 | 1.1955 | 1.7842 | 0.97477 | 1.4562 | 0.76647 | 0.98352 | 0.76621 | 1.2904 | 1.0563 | 0.83972 | 1.3658 | 1.932 | 1.6837 | 2.2725 | 0.99143 | 0.93843 | 1.2768 | 1.1438 | 1.1585 | 2.2657 | 1.345 | 1.4944 | 0.69811 | 0.62932 | 1.0711 | 0.66093 | 0.8449 | 1.4491 | 1.294 | 1.2366 | 0.90413 | 0.96001 | 1.4215 | 0.78261 | 1.1662 | 0.62906 | 0.81698 | 0.62101 | 1.0354 | 0.85427 | 0.7009 | 1.0941 | 1.5441 | 1.3457 | 1.7774 | 0.80776 | 0.76121 | 1.0135 | 0.94029 | 0.95496 | 1.7709 | 1.0818 | 1.188
512 | 0.45688 | 1.9116 | 0.55996 | 0.73484 | 0.34 | 1.146 | 0.54173 | 0.6156 | 0.7644 | 2.7244 | 0.93164 | 1.2352 | 0.9188 | 4.0632 | 1.1753 | 1.528 | 1.0929 | 0.98839 | 1.6886 | 1.0413 | 1.4308 | 2.3275 | 2.1586 | 2.0458 | 1.469 | 1.5658 | 2.3733 | 1.2736 | 1.9117 | 0.96589 | 1.2453 | 0.99614 | 1.6895 | 1.3702 | 1.0349 | 1.7823 | 2.5541 | 2.2315 | 3.1042 | 1.2811 | 1.2116 | 1.7227 | 1.4664 | 1.4555 | 3.0925 | 1.7519 | 2.0189 | 0.98015 | 0.88487 | 1.5303 | 0.92288 | 1.2552 | 2.0817 | 1.8745 | 1.7913 | 1.2764 | 1.3756 | 2.0662 | 1.1232 | 1.6831 | 0.86741 | 1.107 | 0.8799 | 1.4889 | 1.2084 | 0.9415 | 1.5777 | 2.2374 | 1.9506 | 2.6746 | 1.1314 | 1.0725 | 1.4887 | 1.296 | 1.3094 | 2.664 | 1.5481 | 1.7442 | 0.86169 | 0.7771 | 1.3333 | 0.81227 | 1.0775 | 1.8108 | 1.6247 | 1.5517 | 1.1174 | 1.1981 | 1.7884 | 0.97696 | 1.4596 | 0.76822 | 0.98574 | 0.76793 | 1.2933 | 1.0587 | 0.84163 | 1.3689 | 1.9364 | 1.6875 | 2.2776 | 0.99368 | 0.94053 | 1.2797 | 1.1463 | 1.1611 | 2.271 | 1.3479 | 1.4978 | 0.69971 | 0.63079 | 1.0736 | 0.66242 | 0.84689 | 1.4523 | 1.2971 | 1.2394 | 0.90621 | 0.96212 | 1.4249 | 0.78437 | 1.1689 | 0.6305 | 0.81884 | 0.62242 | 1.0378 | 0.85617 | 0.7025 | 1.0965 | 1.5476 | 1.3487 | 1.7814 | 0.8096 | 0.76293 | 1.0158 | 0.94237 | 0.95712 | 1.7751 | 1.0842 | 1.1908
513 | 0.45887 | 1.9157 | 0.56229 | 0.73791 | 0.3432 | 1.149 | 0.54507 | 0.6194 | 0.76685 | 2.7306 | 0.93486 | 1.2398 | 0.92245 | 4.0718 | 1.1802 | 1.5345 | 1.0954 | 0.99066 | 1.6924 | 1.0437 | 1.4341 | 2.3326 | 2.1636 | 2.0504 | 1.4724 | 1.5693 | 2.3789 | 1.2765 | 1.9162 | 0.96808 | 1.2481 | 0.99837 | 1.6933 | 1.3732 | 1.0373 | 1.7862 | 2.5598 | 2.2364 | 3.1111 | 1.284 | 1.2143 | 1.7266 | 1.4696 | 1.4588 | 3.0996 | 1.7557 | 2.0236 | 0.98237 | 0.88691 | 1.5338 | 0.92496 | 1.2581 | 2.0863 | 1.8789 | 1.7953 | 1.2793 | 1.3786 | 2.0711 | 1.1257 | 1.687 | 0.86938 | 1.1095 | 0.88187 | 1.4923 | 1.211 | 0.94362 | 1.5812 | 2.2425 | 1.9549 | 2.6805 | 1.1339 | 1.0749 | 1.4921 | 1.2989 | 1.3123 | 2.6702 | 1.5515 | 1.7482 | 0.86365 | 0.7789 | 1.3364 | 0.8141 | 1.08 | 1.8148 | 1.6285 | 1.5552 | 1.1199 | 1.2007 | 1.7926 | 0.97914 | 1.463 | 0.76997 | 0.98797 | 0.76966 | 1.2963 | 1.061 | 0.84353 | 1.3719 | 1.9408 | 1.6912 | 2.2827 | 0.99593 | 0.94264 | 1.2826 | 1.1488 | 1.1637 | 2.2763 | 1.3509 | 1.5013 | 0.7013 | 0.63225 | 1.076 | 0.66392 | 0.84889 | 1.4555 | 1.3001 | 1.2421 | 0.90829 | 0.96423 | 1.4283 | 0.78614 | 1.1716 | 0.63194 | 0.8207 | 0.62382 | 1.0402 | 0.85808 | 0.7041 | 1.0989 | 1.5511 | 1.3517 | 1.7854 | 0.81144 | 0.76464 | 1.0181 | 0.94446 | 0.95927 | 1.7793 | 1.0866 | 1.1936
514 | 0.46086 | 1.9199 | 0.56462 | 0.74098 | 0.34641 | 1.152 | 0.54842 | 0.6232 | 0.7693 | 2.7368 | 0.93808 | 1.2444 | 0.9261 | 4.0804 | 1.185 | 1.541 | 1.0979 | 0.99293 | 1.6963 | 1.046 | 1.4374 | 2.3377 | 2.1686 | 2.0549 | 1.4757 | 1.5727 | 2.3844 | 1.2793 | 1.9206 | 0.97027 | 1.2509 | 1.0006 | 1.6972 | 1.3762 | 1.0396 | 1.7901 | 2.5655 | 2.2414 | 3.1179 | 1.2869 | 1.217 | 1.7304 | 1.4729 | 1.462 | 3.1067 | 1.7595 | 2.0282 | 0.9846 | 0.88895 | 1.5373 | 0.92704 | 1.261 | 2.0908 | 1.8833 | 1.7993 | 1.2822 | 1.3815 | 2.076 | 1.1282 | 1.691 | 0.87136 | 1.112 | 0.88384 | 1.4957 | 1.2137 | 0.94575 | 1.5846 | 2.2475 | 1.9593 | 2.6865 | 1.1365 | 1.0773 | 1.4954 | 1.3018 | 1.3152 | 2.6763 | 1.5549 | 1.7522 | 0.86561 | 0.7807 | 1.3395 | 0.81593 | 1.0825 | 1.8188 | 1.6323 | 1.5586 | 1.1225 | 1.2033 | 1.7969 | 0.98133 | 1.4664 | 0.77172 | 0.9902 | 0.77138 | 1.2993 | 1.0633 | 0.84544 | 1.3749 | 1.9451 | 1.695 | 2.2878 | 0.99819 | 0.94474 | 1.2855 | 1.1514 | 1.1663 | 2.2815 | 1.3538 | 1.5048 | 0.7029 | 0.63372 | 1.0785 | 0.66542 | 0.85089 | 1.4587 | 1.3032 | 1.2449 | 0.91037 | 0.96634 | 1.4317 | 0.7879 | 1.1744 | 0.63338 | 0.82256 | 0.62523 | 1.0426 | 0.85998 | 0.7057 | 1.1014 | 1.5546 | 1.3547 | 1.7894 | 0.81328 | 0.76635 | 1.0204 | 0.94654 | 0.96143 | 1.7834 | 1.089 | 1.1963
515 | 0.46285 | 1.9241 | 0.56695 | 0.74405 | 0.34961 | 1.155 | 0.55176 | 0.627 | 0.77175 | 2.743 | 0.9413 | 1.249 | 0.92975 | 4.089 | 1.1899 | 1.5475 | 1.1004 | 0.9952 | 1.7001 | 1.0484 | 1.4407 | 2.3427 | 2.1736 | 2.0594 | 1.479 | 1.5761 | 2.39 | 1.2821 | 1.9251 | 0.97247 | 1.2537 | 1.0028 | 1.7011 | 1.3792 | 1.0419 | 1.794 | 2.5713 | 2.2463 | 3.1247 | 1.2898 | 1.2197 | 1.7343 | 1.4761 | 1.4653 | 3.1137 | 1.7633 | 2.0329 | 0.98682 | 0.89098 | 1.5408 | 0.92912 | 1.2639 | 2.0954 | 1.8876 | 1.8032 | 1.2851 | 1.3845 | 2.0809 | 1.1307 | 1.6949 | 0.87333 | 1.1145 | 0.88581 | 1.4991 | 1.2164 | 0.94788 | 1.5881 | 2.2525 | 1.9636 | 2.6924 | 1.139 | 1.0797 | 1.4988 | 1.3046 | 1.3181 | 2.6824 | 1.5583 | 1.7563 | 0.86757 | 0.78249 | 1.3425 | 0.81777 | 1.085 | 1.8227 | 1.6361 | 1.562 | 1.125 | 1.2059 | 1.8011 | 0.98352 | 1.4698 | 0.77347 | 0.99242 | 0.77311 | 1.3023 | 1.0657 | 0.84735 | 1.3779 | 1.9495 | 1.6987 | 2.2929 | 1.0004 | 0.94685 | 1.2884 | 1.1539 | 1.1689 | 2.2868 | 1.3568 | 1.5082 | 0.70449 | 0.63519 | 1.081 | 0.66692 | 0.85289 | 1.4619 | 1.3062 | 1.2477 | 0.91245 | 0.96844 | 1.4351 | 0.78967 | 1.1771 | 0.63483 | 0.82442 | 0.62663 | 1.045 | 0.86188 | 0.70729 | 1.1038 | 1.5581 | 1.3577 | 1.7935 | 0.81512 | 0.76807 | 1.0227 | 0.94863 | 0.96358 | 1.7876 | 1.0914 | 1.1991
516 | 0.46484 | 1.9283 | 0.56928 | 0.74712 | 0.35281 | 1.158 | 0.5551 | 0.6308 | 0.7742 | 2.7492 | 0.94452 | 1.2536 | 0.9334 | 4.0976 | 1.1948 | 1.554 | 1.1028 | 0.99748 | 1.704 | 1.0507 | 1.4441 | 2.3478 | 2.1786 | 2.0639 | 1.4823 | 1.5795 | 2.3956 | 1.285 | 1.9295 | 0.97466 | 1.2565 | 1.005 | 1.7049 | 1.3822 | 1.0443 | 1.7979 | 2.577 | 2.2512 | 3.1316 | 1.2926 | 1.2224 | 1.7381 | 1.4793 | 1.4685 | 3.1208 | 1.7671 | 2.0375 | 0.98904 | 0.89302 | 1.5443 | 0.9312 | 1.2668 | 2.0999 | 1.892 | 1.8072 | 1.288 | 1.3875 | 2.0857 | 1.1332 | 1.6988 | 0.8753 | 1.1169 | 0.88778 | 1.5025 | 1.219 | 0.95 | 1.5916 | 2.2576 | 1.9679 | 2.6983 | 1.1416 | 1.0821 | 1.5021 | 1.3075 | 1.3211 | 2.6886 | 1.5616 | 1.7603 | 0.86952 | 0.78429 | 1.3456 | 0.8196 | 1.0875 | 1.8267 | 1.6399 | 1.5655 | 1.1276 | 1.2085 | 1.8054 | 0.98571 | 1.4732 | 0.77522 | 0.99465 | 0.77483 | 1.3052 | 1.068 | 0.84925 | 1.3809 | 1.9539 | 1.7025 | 2.2979 | 1.0027 | 0.94895 | 1.2913 | 1.1564 | 1.1715 | 2.2921 | 1.3597 | 1.5117 | 0.70609 | 0.63665 | 1.0835 | 0.66842 | 0.85489 | 1.4651 | 1.3093 | 1.2504 | 0.91453 | 0.97055 | 1.4385 | 0.79143 | 1.1798 | 0.63627 | 0.82628 | 0.62804 | 1.0474 | 0.86379 | 0.70889 | 1.1062 | 1.5616 | 1.3608 | 1.7975 | 0.81697 | 0.76978 | 1.025 | 0.95071 | 0.96574 | 1.7918 | 1.0938 | 1.2018
517 | 0.46683 | 1.9324 | 0.57161 | 0.75019 | 0.35602 | 1.161 | 0.55845 | 0.6346 | 0.77665 | 2.7554 | 0.94774 | 1.2582 | 0.93705 | 4.1062 | 1.1996 | 1.5605 | 1.1053 | 0.99975 | 1.7078 | 1.0531 | 1.4474 | 2.3529 | 2.1836 | 2.0684 | 1.4857 | 1.5829 | 2.4012 | 1.2878 | 1.934 | 0.97685 | 1.2593 | 1.0073 | 1.7088 | 1.3852 | 1.0466 | 1.8018 | 2.5827 | 2.2562 | 3.1384 | 1.2955 | 1.2251 | 1.742 | 1.4825 | 1.4717 | 3.1279 | 1.7709 | 2.0421 | 0.99127 | 0.89506 | 1.5478 | 0.93328 | 1.2697 | 2.1045 | 1.8963 | 1.8111 | 1.2909 | 1.3905 | 2.0906 | 1.1357 | 1.7027 | 0.87727 | 1.1194 | 0.88975 | 1.5059 | 1.2217 | 0.95213 | 1.595 | 2.2626 | 1.9723 | 2.7043 | 1.1441 | 1.0845 | 1.5055 | 1.3103 | 1.324 | 2.6947 | 1.565 | 1.7643 | 0.87148 | 0.78608 | 1.3487 | 0.82143 | 1.09 | 1.8307 | 1.6437 | 1.5689 | 1.1301 | 1.2112 | 1.8096 | 0.9879 | 1.4766 | 0.77697 | 0.99688 | 0.77656 | 1.3082 | 1.0704 | 0.85116 | 1.3839 | 1.9582 | 1.7062 | 2.303 | 1.0049 | 0.95106 | 1.2941 | 1.1589 | 1.1741 | 2.2974 | 1.3627 | 1.5152 | 0.70768 | 0.63812 | 1.086 | 0.66991 | 0.85689 | 1.4683 | 1.3123 | 1.2532 | 0.91661 | 0.97266 | 1.4419 | 0.79319 | 1.1826 | 0.63771 | 0.82814 | 0.62944 | 1.0498 | 0.86569 | 0.71049 | 1.1087 | 1.5651 | 1.3638 | 1.8015 | 0.81881 | 0.77149 | 1.0273 | 0.9528 | 0.96789 | 1.796 | 1.0961 | 1.2046
518 | 0.46882 | 1.9366 | 0.57394 | 0.75326 | 0.35922 | 1.164 | 0.56179 | 0.6384 | 0.7791 | 2.7616 | 0.95096 | 1.2628 | 0.9407 | 4.1148 | 1.2045 | 1.567 | 1.1078 | 1.002 | 1.7117 | 1.0554 | 1.4507 | 2.358 | 2.1886 | 2.0729 | 1.489 | 1.5863 | 2.4068 | 1.2907 | 1.9384 | 0.97904 | 1.2621 | 1.0095 | 1.7127 | 1.3882 | 1.0489 | 1.8057 | 2.5884 | 2.2611 | 3.1452 | 1.2984 | 1.2278 | 1.7458 | 1.4857 | 1.475 | 3.135 | 1.7747 | 2.0468 | 0.99349 | 0.8971 | 1.5513 | 0.93536 | 1.2727 | 2.109 | 1.9007 | 1.8151 | 1.2938 | 1.3935 | 2.0955 | 1.1382 | 1.7066 | 0.87924 | 1.1219 | 0.89173 | 1.5094 | 1.2244 | 0.95426 | 1.5985 | 2.2676 | 1.9766 | 2.7102 | 1.1467 | 1.0869 | 1.5088 | 1.3132 | 1.3269 | 2.7009 | 1.5684 | 1.7683 | 0.87344 | 0.78788 | 1.3517 | 0.82326 | 1.0926 | 1.8346 | 1.6475 | 1.5724 | 1.1327 | 1.2138 | 1.8138 | 0.99009 | 1.48 | 0.77872 | 0.9991 | 0.77829 | 1.3112 | 1.0727 | 0.85307 | 1.387 | 1.9626 | 1.71 | 2.3081 | 1.0072 | 0.95316 | 1.297 | 1.1615 | 1.1767 | 2.3027 | 1.3656 | 1.5186 | 0.70928 | 0.63958 | 1.0885 | 0.67141 | 0.85888 | 1.4715 | 1.3154 | 1.2559 | 0.91869 | 0.97477 | 1.4453 | 0.79496 | 1.1853 | 0.63915 | 0.83 | 0.63085 | 1.0522 | 0.86759 | 0.71209 | 1.1111 | 1.5686 | 1.3668 | 1.8055 | 0.82065 | 0.77321 | 1.0295 | 0.95488 | 0.97005 | 1.8001 | 1.0985 | 1.2074
519 | 0.47081 | 1.9408 | 0.57627 | 0.75633 | 0.36242 | 1.167 | 0.56514 | 0.6422 | 0.78155 | 2.7678 | 0.95418 | 1.2674 | 0.94435 | 4.1234 | 1.2093 | 1.5735 | 1.1103 | 1.0043 | 1.7155 | 1.0578 | 1.454 | 2.363 | 2.1936 | 2.0774 | 1.4923 | 1.5897 | 2.4124 | 1.2935 | 1.9429 | 0.98123 | 1.2649 | 1.0117 | 1.7165 | 1.3912 | 1.0513 | 1.8096 | 2.5942 | 2.266 | 3.1521 | 1.3013 | 1.2305 | 1.7497 | 1.489 | 1.4782 | 3.142 | 1.7785 | 2.0514 | 0.99571 | 0.89914 | 1.5548 | 0.93744 | 1.2756 | 2.1136 | 1.9051 | 1.8191 | 1.2967 | 1.3965 | 2.1004 | 1.1407 | 1.7106 | 0.88122 | 1.1244 | 0.8937 | 1.5128 | 1.227 | 0.95638 | 1.602 | 2.2726 | 1.9809 | 2.7161 | 1.1493 | 1.0893 | 1.5121 | 1.316 | 1.3298 | 2.707 | 1.5718 | 1.7724 | 0.8754 | 0.78968 | 1.3548 | 0.8251 | 1.0951 | 1.8386 | 1.6513 | 1.5758 | 1.1352 | 1.2164 | 1.8181 | 0.99227 | 1.4834 | 0.78047 | 1.0013 | 0.78001 | 1.3142 | 1.075 | 0.85497 | 1.39 | 1.967 | 1.7138 | 2.3132 | 1.0094 | 0.95526 | 1.2999 | 1.164 | 1.1792 | 2.3079 | 1.3686 | 1.5221 | 0.71088 | 0.64105 | 1.091 | 0.67291 | 0.86088 | 1.4747 | 1.3184 | 1.2587 | 0.92077 | 0.97688 | 1.4487 | 0.79672 | 1.188 | 0.64059 | 0.83186 | 0.63225 | 1.0546 | 0.8695 | 0.71368 | 1.1135 | 1.5721 | 1.3698 | 1.8095 | 0.82249 | 0.77492 | 1.0318 | 0.95696 | 0.9722 | 1.8043 | 1.1009 | 1.2101
520 | 0.4728 | 1.9449 | 0.5786 | 0.7594 | 0.36563 | 1.17 | 0.56848 | 0.646 | 0.784 | 2.774 | 0.9574 | 1.272 | 0.948 | 4.132 | 1.2142 | 1.58 | 1.1128 | 1.0066 | 1.7194 | 1.0601 | 1.4573 | 2.3681 | 2.1986 | 2.082 | 1.4956 | 1.5931 | 2.4179 | 1.2963 | 1.9473 | 0.98343 | 1.2677 | 1.0139 | 1.7204 | 1.3942 | 1.0536 | 1.8135 | 2.5999 | 2.271 | 3.1589 | 1.3042 | 1.2332 | 1.7536 | 1.4922 | 1.4815 | 3.1491 | 1.7823 | 2.0561 | 0.99794 | 0.90117 | 1.5583 | 0.93952 | 1.2785 | 2.1181 | 1.9094 | 1.823 | 1.2996 | 1.3995 | 2.1053 | 1.1432 | 1.7145 | 0.88319 | 1.1269 | 0.89567 | 1.5162 | 1.2297 | 0.95851 | 1.6054 | 2.2777 | 1.9853 | 2.722 | 1.1518 | 1.0917 | 1.5155 | 1.3189 | 1.3328 | 2.7132 | 1.5751 | 1.7764 | 0.87736 | 0.79147 | 1.3579 | 0.82693 | 1.0976 | 1.8426 | 1.6551 | 1.5793 | 1.1378 | 1.219 | 1.8223 | 0.99446 | 1.4868 | 0.78222 | 1.0036 | 0.78174 | 1.3171 | 1.0774 | 0.85688 | 1.393 | 1.9713 | 1.7175 | 2.3183 | 1.0117 | 0.95737 | 1.3028 | 1.1665 | 1.1818 | 2.3132 | 1.3715 | 1.5256 | 0.71247 | 0.64252 | 1.0934 | 0.67441 | 0.86288 | 1.4779 | 1.3215 | 1.2615 | 0.92285 | 0.97899 | 1.4521 | 0.79849 | 1.1908 | 0.64204 | 0.83372 | 0.63366 | 1.057 | 0.8714 | 0.71528 | 1.116 | 1.5756 | 1.3728 | 1.8135 | 0.82433 | 0.77664 | 1.0341 | 0.95905 | 0.97436 | 1.8085 | 1.1033 | 1.2129
521 | 0.47479 | 1.9491 | 0.58093 | 0.76247 | 0.36883 | 1.173 | 0.57182 | 0.6498 | 0.78645 | 2.7802 | 0.96062 | 1.2766 | 0.95165 | 4.1406 | 1.2191 | 1.5865 | 1.1152 | 1.0088 | 1.7232 | 1.0624 | 1.4607 | 2.3732 | 2.2036 | 2.0865 | 1.4989 | 1.5965 | 2.4235 | 1.2992 | 1.9518 | 0.98562 | 1.2705 | 1.0162 | 1.7243 | 1.3973 | 1.0559 | 1.8175 | 2.6056 | 2.2759 | 3.1657 | 1.3071 | 1.2359 | 1.7574 | 1.4954 | 1.4847 | 3.1562 | 1.7861 | 2.0607 | 1.0002 | 0.90321 | 1.5618 | 0.9416 | 1.2814 | 2.1227 | 1.9138 | 1.827 | 1.3025 | 1.4025 | 2.1102 | 1.1457 | 1.7184 | 0.88516 | 1.1294 | 0.89764 | 1.5196 | 1.2324 | 0.96064 | 1.6089 | 2.2827 | 1.9896 | 2.728 | 1.1544 | 1.0941 | 1.5188 | 1.3217 | 1.3357 | 2.7193 | 1.5785 | 1.7804 | 0.87931 | 0.79327 | 1.3609 | 0.82876 | 1.1001 | 1.8466 | 1.6589 | 1.5827 | 1.1403 | 1.2216 | 1.8266 | 0.99665 | 1.4902 | 0.78397 | 1.0058 | 0.78346 | 1.3201 | 1.0797 | 0.85879 | 1.396 | 1.9757 | 1.7213 | 2.3233 | 1.0139 | 0.95947 | 1.3057 | 1.1691 | 1.1844 | 2.3185 | 1.3745 | 1.529 | 0.71407 | 0.64398 | 1.0959 | 0.67591 | 0.86488 | 1.4811 | 1.3245 | 1.2642 | 0.92493 | 0.9811 | 1.4555 | 0.80025 | 1.1935 | 0.64348 | 0.83557 | 0.63506 | 1.0594 | 0.8733 | 0.71688 | 1.1184 | 1.5791 | 1.3758 | 1.8175 | 0.82617 | 0.77835 | 1.0364 | 0.96113 | 0.97652 | 1.8127 | 1.1057 | 1.2157
522 | 0.47678 | 1.9533 | 0.58326 | 0.76554 | 0.37203 | 1.176 | 0.57517 | 0.6536 | 0.7889 | 2.7864 | 0.96384 | 1.2812 | 0.9553 | 4.1492 | 1.2239 | 1.593 | 1.1177 | 1.0111 | 1.7271 | 1.0648 | 1.464 | 2.3783 | 2.2086 | 2.091 | 1.5023 | 1.5999 | 2.4291 | 1.302 | 1.9562 | 0.98781 | 1.2732 | 1.0184 | 1.7281 | 1.4003 | 1.0583 | 1.8214 | 2.6113 | 2.2809 | 3.1726 | 1.3099 | 1.2386 | 1.7613 | 1.4986 | 1.4879 | 3.1633 | 1.7899 | 2.0654 | 1.0024 | 0.90525 | 1.5653 | 0.94368 | 1.2843 | 2.1272 | 1.9181 | 1.831 | 1.3054 | 1.4055 | 2.115 | 1.1482 | 1.7223 | 0.88713 | 1.1319 | 0.89961 | 1.523 | 1.235 | 0.96276 | 1.6124 | 2.2877 | 1.9939 | 2.7339 | 1.1569 | 1.0965 | 1.5222 | 1.3246 | 1.3386 | 2.7255 | 1.5819 | 1.7845 | 0.88127 | 0.79506 | 1.364 | 0.83059 | 1.1026 | 1.8505 | 1.6627 | 1.5861 | 1.1428 | 1.2242 | 1.8308 | 0.99884 | 1.4936 | 0.78572 | 1.008 | 0.78519 | 1.3231 | 1.0821 | 0.86069 | 1.399 | 1.98 | 1.725 | 2.3284 | 1.0162 | 0.96158 | 1.3086 | 1.1716 | 1.187 | 2.3238 | 1.3774 | 1.5325 | 0.71566 | 0.64545 | 1.0984 | 0.67741 | 0.86688 | 1.4843 | 1.3276 | 1.267 | 0.92701 | 0.98321 | 1.4589 | 0.80202 | 1.1962 | 0.64492 | 0.83743 | 0.63647 | 1.0618 | 0.87521 | 0.71847 | 1.1208 | 1.5826 | 1.3788 | 1.8215 | 0.82802 | 0.78006 | 1.0387 | 0.96322 | 0.97867 | 1.8168 | 1.1081 | 1.2184
523 | 0.47877 | 1.9575 | 0.58559 | 0.76861 | 0.37523 | 1.179 | 0.57851 | 0.6574 | 0.79135 | 2.7926 | 0.96706 | 1.2858 | 0.95895 | 4.1578 | 1.2288 | 1.5995 | 1.1202 | 1.0134 | 1.7309 | 1.0671 | 1.4673 | 2.3833 | 2.2136 | 2.0955 | 1.5056 | 1.6033 | 2.4347 | 1.3048 | 1.9607 | 0.99 | 1.276 | 1.0206 | 1.732 | 1.4033 | 1.0606 | 1.8253 | 2.6171 | 2.2858 | 3.1794 | 1.3128 | 1.2414 | 1.7651 | 1.5018 | 1.4912 | 3.1703 | 1.7937 | 2.07 | 1.0046 | 0.90729 | 1.5688 | 0.94576 | 1.2873 | 2.1318 | 1.9225 | 1.8349 | 1.3083 | 1.4085 | 2.1199 | 1.1508 | 1.7262 | 0.8891 | 1.1344 | 0.90158 | 1.5264 | 1.2377 | 0.96489 | 1.6158 | 2.2928 | 1.9983 | 2.7398 | 1.1595 | 1.0989 | 1.5255 | 1.3274 | 1.3415 | 2.7316 | 1.5853 | 1.7885 | 0.88323 | 0.79686 | 1.3671 | 0.83243 | 1.1052 | 1.8545 | 1.6665 | 1.5896 | 1.1454 | 1.2269 | 1.8351 | 1.001 | 1.497 | 0.78747 | 1.0102 | 0.78691 | 1.326 | 1.0844 | 0.8626 | 1.4021 | 1.9844 | 1.7288 | 2.3335 | 1.0184 | 0.96368 | 1.3114 | 1.1741 | 1.1896 | 2.3291 | 1.3804 | 1.536 | 0.71726 | 0.64691 | 1.1009 | 0.6789 | 0.86887 | 1.4875 | 1.3306 | 1.2697 | 0.92909 | 0.98532 | 1.4623 | 0.80378 | 1.199 | 0.64636 | 0.83929 | 0.63787 | 1.0642 | 0.87711 | 0.72007 | 1.1232 | 1.5861 | 1.3819 | 1.8255 | 0.82986 | 0.78178 | 1.041 | 0.9653 | 0.98083 | 1.821 | 1.1105 | 1.2212
524 | 0.48076 | 1.9616 | 0.58792 | 0.77168 | 0.37844 | 1.182 | 0.58186 | 0.6612 | 0.7938 | 2.7988 | 0.97028 | 1.2904 | 0.9626 | 4.1664 | 1.2336 | 1.606 | 1.1227 | 1.0157 | 1.7348 | 1.0695 | 1.4706 | 2.3884 | 2.2186 | 2.1 | 1.5089 | 1.6067 | 2.4403 | 1.3077 | 1.9651 | 0.9922 | 1.2788 | 1.0228 | 1.7359 | 1.4063 | 1.0629 | 1.8292 | 2.6228 | 2.2907 | 3.1862 | 1.3157 | 1.2441 | 1.769 | 1.5051 | 1.4944 | 3.1774 | 1.7975 | 2.0747 | 1.0068 | 0.90932 | 1.5723 | 0.94784 | 1.2902 | 2.1363 | 1.9269 | 1.8389 | 1.3112 | 1.4115 | 2.1248 | 1.1533 | 1.7301 | 0.89107 | 1.1369 | 0.90355 | 1.5298 | 1.2404 | 0.96702 | 1.6193 | 2.2978 | 2.0026 | 2.7458 | 1.162 | 1.1013 | 1.5289 | 1.3303 | 1.3444 | 2.7377 | 1.5886 | 1.7925 | 0.88519 | 0.79865 | 1.3701 | 0.83426 | 1.1077 | 1.8585 | 1.6703 | 1.593 | 1.1479 | 1.2295 | 1.8393 | 1.0032 | 1.5004 | 0.78922 | 1.0125 | 0.78864 | 1.329 | 1.0868 | 0.86451 | 1.4051 | 1.9888 | 1.7325 | 2.3386 | 1.0207 | 0.96579 | 1.3143 | 1.1766 | 1.1922 | 2.3343 | 1.3833 | 1.5394 | 0.71885 | 0.64838 | 1.1034 | 0.6804 | 0.87087 | 1.4907 | 1.3337 | 1.2725 | 0.93117 | 0.98743 | 1.4657 | 0.80555 | 1.2017 | 0.6478 | 0.84115 | 0.63928 | 1.0666 | 0.87901 | 0.72167 | 1.1257 | 1.5896 | 1.3849 | 1.8295 | 0.8317 | 0.78349 | 1.0433 | 0.96739 | 0.98298 | 1.8252 | 1.1129 | 1.2239
525 | 0.48275 | 1.9658 | 0.59025 | 0.77475 | 0.38164 | 1.185 | 0.5852 | 0.665 | 0.79625 | 2.805 | 0.9735 | 1.295 | 0.96625 | 4.175 | 1.2385 | 1.6125 | 1.1251 | 1.0179 | 1.7386 | 1.0718 | 1.4739 | 2.3935 | 2.2236 | 2.1045 | 1.5122 | 1.6101 | 2.4459 | 1.3105 | 1.9696 | 0.99439 | 1.2816 | 1.0251 | 1.7397 | 1.4093 | 1.0653 | 1.8331 | 2.6285 | 2.2957 | 3.1931 | 1.3186 | 1.2468 | 1.7729 | 1.5083 | 1.4977 | 3.1845 | 1.8013 | 2.0793 | 1.0091 | 0.91136 | 1.5758 | 0.94992 | 1.2931 | 2.1409 | 1.9312 | 1.8429 | 1.3141 | 1.4145 | 2.1297 | 1.1558 | 1.7341 | 0.89305 | 1.1394 | 0.90552 | 1.5333 | 1.243 | 0.96915 | 1.6228 | 2.3028 | 2.0069 | 2.7517 | 1.1646 | 1.1037 | 1.5322 | 1.3331 | 1.3474 | 2.7439 | 1.592 | 1.7965 | 0.88715 | 0.80045 | 1.3732 | 0.83609 | 1.1102 | 1.8624 | 1.6741 | 1.5965 | 1.1505 | 1.2321 | 1.8435 | 1.0054 | 1.5038 | 0.79097 | 1.0147 | 0.79037 | 1.332 | 1.0891 | 0.86641 | 1.4081 | 1.9931 | 1.7363 | 2.3437 | 1.0229 | 0.96789 | 1.3172 | 1.1792 | 1.1948 | 2.3396 | 1.3863 | 1.5429 | 0.72045 | 0.64985 | 1.1059 | 0.6819 | 0.87287 | 1.4939 | 1.3367 | 1.2753 | 0.93325 | 0.98954 | 1.4691 | 0.80731 | 1.2044 | 0.64925 | 0.84301 | 0.64068 | 1.069 | 0.88092 | 0.72327 | 1.1281 | 1.5931 | 1.3879 | 1.8335 | 0.83354 | 0.7852 | 1.0456 | 0.96947 | 0.98514 | 1.8293 | 1.1152 | 1.2267
526 | 0.48474 | 1.97 | 0.59258 | 0.77782 | 0.38484 | 1.188 | 0.58854 | 0.6688 | 0.7987 | 2.8112 | 0.97672 | 1.2996 | 0.9699 | 4.1836 | 1.2434 | 1.619 | 1.1276 | 1.0202 | 1.7425 | 1.0742 | 1.4772 | 2.3985 | 2.2286 | 2.109 | 1.5156 | 1.6135 | 2.4515 | 1.3134 | 1.9741 | 0.99658 | 1.2844 | 1.0273 | 1.7436 | 1.4123 | 1.0676 | 1.837 | 2.6342 | 2.3006 | 3.1999 | 1.3215 | 1.2495 | 1.7767 | 1.5115 | 1.5009 | 3.1916 | 1.8051 | 2.0839 | 1.0113 | 0.9134 | 1.5793 | 0.952 | 1.296 | 2.1454 | 1.9356 | 1.8468 | 1.317 | 1.4175 | 2.1346 | 1.1583 | 1.738 | 0.89502 | 1.1419 | 0.90749 | 1.5367 | 1.2457 | 0.97127 | 1.6262 | 2.3079 | 2.0113 | 2.7576 | 1.1671 | 1.1061 | 1.5356 | 1.336 | 1.3503 | 2.75 | 1.5954 | 1.8006 | 0.8891 | 0.80225 | 1.3763 | 0.83792 | 1.1127 | 1.8664 | 1.6779 | 1.5999 | 1.153 | 1.2347 | 1.8478 | 1.0076 | 1.5072 | 0.79272 | 1.0169 | 0.79209 | 1.335 | 1.0914 | 0.86832 | 1.4111 | 1.9975 | 1.7401 | 2.3487 | 1.0252 | 0.97 | 1.3201 | 1.1817 | 1.1974 | 2.3449 | 1.3892 | 1.5464 | 0.72205 | 0.65131 | 1.1083 | 0.6834 | 0.87487 | 1.497 | 1.3398 | 1.278 | 0.93533 | 0.99165 | 1.4725 | 0.80908 | 1.2072 | 0.65069 | 0.84487 | 0.64209 | 1.0714 | 0.88282 | 0.72486 | 1.1305 | 1.5966 | 1.3909 | 1.8375 | 0.83538 | 0.78692 | 1.0479 | 0.97156 | 0.98729 | 1.8335 | 1.1176 | 1.2295
527 | 0.48673 | 1.9741 | 0.59491 | 0.78089 | 0.38805 | 1.191 | 0.59189 | 0.6726 | 0.80115 | 2.8174 | 0.97994 | 1.3042 | 0.97355 | 4.1922 | 1.2482 | 1.6255 | 1.1301 | 1.0225 | 1.7463 | 1.0765 | 1.4806 | 2.4036 | 2.2336 | 2.1136 | 1.5189 | 1.6169 | 2.457 | 1.3162 | 1.9785 | 0.99877 | 1.2872 | 1.0295 | 1.7475 | 1.4153 | 1.0699 | 1.8409 | 2.64 | 2.3055 | 3.2068 | 1.3243 | 1.2522 | 1.7806 | 1.5147 | 1.5041 | 3.1986 | 1.8089 | 2.0886 | 1.0135 | 0.91544 | 1.5828 | 0.95408 | 1.2989 | 2.15 | 1.9399 | 1.8508 | 1.3199 | 1.4205 | 2.1394 | 1.1608 | 1.7419 | 0.89699 | 1.1443 | 0.90946 | 1.5401 | 1.2484 | 0.9734 | 1.6297 | 2.3129 | 2.0156 | 2.7635 | 1.1697 | 1.1085 | 1.5389 | 1.3388 | 1.3532 | 2.7562 | 1.5988 | 1.8046 | 0.89106 | 0.80404 | 1.3793 | 0.83976 | 1.1152 | 1.8704 | 1.6816 | 1.6033 | 1.1556 | 1.2373 | 1.852 | 1.0098 | 1.5106 | 0.79447 | 1.0191 | 0.79382 | 1.3379 | 1.0938 | 0.87023 | 1.4141 | 2.0019 | 1.7438 | 2.3538 | 1.0275 | 0.9721 | 1.323 | 1.1842 | 1.2 | 2.3502 | 1.3922 | 1.5498 | 0.72364 | 0.65278 | 1.1108 | 0.6849 | 0.87687 | 1.5002 | 1.3429 | 1.2808 | 0.93741 | 0.99376 | 1.4759 | 0.81084 | 1.2099 | 0.65213 | 0.84673 | 0.64349 | 1.0738 | 0.88472 | 0.72646 | 1.133 | 1.6001 | 1.3939 | 1.8415 | 0.83722 | 0.78863 | 1.0502 | 0.97364 | 0.98945 | 1.8377 | 1.12 | 1.2322
528 | 0.48872 | 1.9783 | 0.59724 | 0.78396 | 0.39125 | 1.194 | 0.59523 | 0.6764 | 0.8036 | 2.8236 | 0.98316 | 1.3088 | 0.9772 | 4.2008 | 1.2531 | 1.632 | 1.1326 | 1.0248 | 1.7502 | 1.0789 | 1.4839 | 2.4087 | 2.2386 | 2.1181 | 1.5222 | 1.6203 | 2.4626 | 1.319 | 1.983 | 1.001 | 1.29 | 1.0317 | 1.7513 | 1.4183 | 1.0723 | 1.8448 | 2.6457 | 2.3105 | 3.2136 | 1.3272 | 1.2549 | 1.7844 | 1.5179 | 1.5074 | 3.2057 | 1.8127 | 2.0932 | 1.0157 | 0.91748 | 1.5863 | 0.95616 | 1.3018 | 2.1545 | 1.9443 | 1.8548 | 1.3228 | 1.4235 | 2.1443 | 1.1633 | 1.7458 | 0.89896 | 1.1468 | 0.91143 | 1.5435 | 1.251 | 0.97553 | 1.6332 | 2.3179 | 2.0199 | 2.7695 | 1.1723 | 1.1109 | 1.5422 | 1.3417 | 1.3561 | 2.7623 | 1.6021 | 1.8086 | 0.89302 | 0.80584 | 1.3824 | 0.84159 | 1.1178 | 1.8743 | 1.6854 | 1.6068 | 1.1581 | 1.24 | 1.8563 | 1.012 | 1.514 | 0.79622 | 1.0214 | 0.79554 | 1.3409 | 1.0961 | 0.87213 | 1.4172 | 2.0062 | 1.7476 | 2.3589 | 1.0297 | 0.97421 | 1.3259 | 1.1867 | 1.2026 | 2.3554 | 1.3951 | 1.5533 | 0.72524 | 0.65424 | 1.1133 | 0.68639 | 0.87887 | 1.5034 | 1.3459 | 1.2836 | 0.93949 | 0.99587 | 1.4793 | 0.81261 | 1.2126 | 0.65357 | 0.84859 | 0.6449 | 1.0762 | 0.88663 | 0.72806 | 1.1354 | 1.6036 | 1.3969 | 1.8456 | 0.83907 | 0.79035 | 1.0525 | 0.97572 | 0.9916 | 1.8419 | 1.1224 | 1.235
529 | 0.49071 | 1.9825 | 0.59957 | 0.78703 | 0.39445 | 1.197 | 0.59858 | 0.6802 | 0.80605 | 2.8298 | 0.98638 | 1.3134 | 0.98085 | 4.2094 | 1.2579 | 1.6385 | 1.1351 | 1.027 | 1.754 | 1.0812 | 1.4872 | 2.4138 | 2.2436 | 2.1226 | 1.5255 | 1.6237 | 2.4682 | 1.3219 | 1.9874 | 1.0032 | 1.2928 | 1.034 | 1.7552 | 1.4213 | 1.0746 | 1.8487 | 2.6514 | 2.3154 | 3.2204 | 1.3301 | 1.2576 | 1.7883 | 1.5212 | 1.5106 | 3.2128 | 1.8166 | 2.0979 | 1.0179 | 0.91951 | 1.5899 | 0.95824 | 1.3048 | 2.1591 | 1.9487 | 1.8587 | 1.3257 | 1.4265 | 2.1492 | 1.1658 | 1.7497 | 0.90093 | 1.1493 | 0.9134 | 1.5469 | 1.2537 | 0.97765 | 1.6367 | 2.3229 | 2.0243 | 2.7754 | 1.1748 | 1.1132 | 1.5456 | 1.3446 | 1.3591 | 2.7685 | 1.6055 | 1.8127 | 0.89498 | 0.80763 | 1.3855 | 0.84342 | 1.1203 | 1.8783 | 1.6892 | 1.6102 | 1.1607 | 1.2426 | 1.8605 | 1.0142 | 1.5174 | 0.79797 | 1.0236 | 0.79727 | 1.3439 | 1.0985 | 0.87404 | 1.4202 | 2.0106 | 1.7513 | 2.364 | 1.032 | 0.97631 | 1.3287 | 1.1893 | 1.2052 | 2.3607 | 1.3981 | 1.5567 | 0.72683 | 0.65571 | 1.1158 | 0.68789 | 0.88086 | 1.5066 | 1.349 | 1.2863 | 0.94157 | 0.99797 | 1.4827 | 0.81437 | 1.2154 | 0.65501 | 0.85045 | 0.6463 | 1.0786 | 0.88853 | 0.72966 | 1.1378 | 1.6071 | 1.4 | 1.8496 | 0.84091 | 0.79206 | 1.0548 | 0.97781 | 0.99376 | 1.846 | 1.1248 | 1.2378
530 | 0.4927 | 1.9867 | 0.6019 | 0.7901 | 0.39766 | 1.2 | 0.60192 | 0.684 | 0.8085 | 2.836 | 0.9896 | 1.318 | 0.9845 | 4.218 | 1.2628 | 1.645 | 1.1375 | 1.0293 | 1.7579 | 1.0836 | 1.4905 | 2.4188 | 2.2486 | 2.1271 | 1.5289 | 1.6271 | 2.4738 | 1.3247 | 1.9919 | 1.0053 | 1.2956 | 1.0362 | 1.7591 | 1.4244 | 1.0769 | 1.8526 | 2.6571 | 2.3204 | 3.2273 | 1.333 | 1.2603 | 1.7922 | 1.5244 | 1.5139 | 3.2198 | 1.8204 | 2.1025 | 1.0202 | 0.92155 | 1.5934 | 0.96032 | 1.3077 | 2.1636 | 1.953 | 1.8627 | 1.3286 | 1.4295 | 2.1541 | 1.1683 | 1.7537 | 0.90291 | 1.1518 | 0.91538 | 1.5503 | 1.2564 | 0.97978 | 1.6401 | 2.328 | 2.0286 | 2.7813 | 1.1774 | 1.1156 | 1.5489 | 1.3474 | 1.362 | 2.7746 | 1.6089 | 1.8167 | 0.89694 | 0.80943 | 1.3885 | 0.84525 | 1.1228 | 1.8823 | 1.693 | 1.6137 | 1.1632 | 1.2452 | 1.8647 | 1.0163 | 1.5208 | 0.79972 | 1.0258 | 0.799 | 1.3469 | 1.1008 | 0.87594 | 1.4232 | 2.015 | 1.7551 | 2.369 | 1.0342 | 0.97841 | 1.3316 | 1.1918 | 1.2078 | 2.366 | 1.401 | 1.5602 | 0.72843 | 0.65718 | 1.1183 | 0.68939 | 0.88286 | 1.5098 | 1.352 | 1.2891 | 0.94366 | 1.0001 | 1.4861 | 0.81614 | 1.2181 | 0.65646 | 0.85231 | 0.64771 | 1.081 | 0.89043 | 0.73125 | 1.1403 | 1.6106 | 1.403 | 1.8536 | 0.84275 | 0.79377 | 1.0571 | 0.97989 | 0.99592 | 1.8502 | 1.1272 | 1.2405
531 | 0.49469 | 1.9908 | 0.60423 | 0.79317 | 0.40086 | 1.203 | 0.60526 | 0.6878 | 0.81095 | 2.8422 | 0.99282 | 1.3226 | 0.98815 | 4.2266 | 1.2677 | 1.6515 | 1.14 | 1.0316 | 1.7617 | 1.0859 | 1.4938 | 2.4239 | 2.2536 | 2.1316 | 1.5322 | 1.6305 | 2.4794 | 1.3275 | 1.9963 | 1.0075 | 1.2984 | 1.0384 | 1.7629 | 1.4274 | 1.0793 | 1.8565 | 2.6629 | 2.3253 | 3.2341 | 1.3359 | 1.263 | 1.796 | 1.5276 | 1.5171 | 3.2269 | 1.8242 | 2.1072 | 1.0224 | 0.92359 | 1.5969 | 0.9624 | 1.3106 | 2.1682 | 1.9574 | 1.8666 | 1.3315 | 1.4325 | 2.159 | 1.1708 | 1.7576 | 0.90488 | 1.1543 | 0.91735 | 1.5537 | 1.259 | 0.98191 | 1.6436 | 2.333 | 2.0329 | 2.7873 | 1.1799 | 1.118 | 1.5523 | 1.3503 | 1.3649 | 2.7808 | 1.6123 | 1.8207 | 0.89889 | 0.81122 | 1.3916 | 0.84709 | 1.1253 | 1.8862 | 1.6968 | 1.6171 | 1.1658 | 1.2478 | 1.869 | 1.0185 | 1.5242 | 0.80147 | 1.028 | 0.80072 | 1.3498 | 1.1032 | 0.87785 | 1.4262 | 2.0193 | 1.7589 | 2.3741 | 1.0365 | 0.98052 | 1.3345 | 1.1943 | 1.2104 | 2.3713 | 1.404 | 1.5637 | 0.73002 | 0.65864 | 1.1208 | 0.69089 | 0.88486 | 1.513 | 1.3551 | 1.2918 | 0.94574 | 1.0022 | 1.4895 | 0.8179 | 1.2208 | 0.6579 | 0.85417 | 0.64911 | 1.0834 | 0.89234 | 0.73285 | 1.1427 | 1.6141 | 1.406 | 1.8576 | 0.84459 | 0.79549 | 1.0594 | 0.98198 | 0.99807 | 1.8544 | 1.1296 | 1.2433
532 | 0.49668 | 1.995 | 0.60656 | 0.79624 | 0.40406 | 1.206 | 0.60861 | 0.6916 | 0.8134 | 2.8484 | 0.99604 | 1.3272 | 0.9918 | 4.2352 | 1.2725 | 1.658 | 1.1425 | 1.0338 | 1.7656 | 1.0882 | 1.4972 | 2.429 | 2.2586 | 2.1361 | 1.5355 | 1.6339 | 2.485 | 1.3304 | 2.0008 | 1.0097 | 1.3012 | 1.0406 | 1.7668 | 1.4304 | 1.0816 | 1.8604 | 2.6686 | 2.3302 | 3.2409 | 1.3388 | 1.2657 | 1.7999 | 1.5308 | 1.5203 | 3.234 | 1.828 | 2.1118 | 1.0246 | 0.92563 | 1.6004 | 0.96448 | 1.3135 | 2.1727 | 1.9617 | 1.8706 | 1.3344 | 1.4355 | 2.1639 | 1.1733 | 1.7615 | 0.90685 | 1.1568 | 0.91932 | 1.5571 | 1.2617 | 0.98403 | 1.6471 | 2.338 | 2.0373 | 2.7932 | 1.1825 | 1.1204 | 1.5556 | 1.3531 | 1.3678 | 2.7869 | 1.6156 | 1.8247 | 0.90085 | 0.81302 | 1.3947 | 0.84892 | 1.1278 | 1.8902 | 1.7006 | 1.6206 | 1.1683 | 1.2504 | 1.8732 | 1.0207 | 1.5276 | 0.80322 | 1.0303 | 0.80245 | 1.3528 | 1.1055 | 0.87976 | 1.4292 | 2.0237 | 1.7626 | 2.3792 | 1.0387 | 0.98262 | 1.3374 | 1.1969 | 1.213 | 2.3766 | 1.4069 | 1.5671 | 0.73162 | 0.66011 | 1.1233 | 0.69239 | 0.88686 | 1.5162 | 1.3581 | 1.2946 | 0.94782 | 1.0043 | 1.4929 | 0.81967 | 1.2236 | 0.65934 | 0.85603 | 0.65052 | 1.0858 | 0.89424 | 0.73445 | 1.1451 | 1.6176 | 1.409 | 1.8616 | 0.84643 | 0.7972 | 1.0617 | 0.98406 | 1.0002 | 1.8586 | 1.132 | 1.2461
533 | 0.49867 | 1.9992 | 0.60889 | 0.79931 | 0.40727 | 1.209 | 0.61195 | 0.6954 | 0.81585 | 2.8546 | 0.99926 | 1.3318 | 0.99545 | 4.2438 | 1.2774 | 1.6645 | 1.145 | 1.0361 | 1.7694 | 1.0906 | 1.5005 | 2.434 | 2.2636 | 2.1407 | 1.5388 | 1.6373 | 2.4905 | 1.3332 | 2.0052 | 1.0119 | 1.304 | 1.0429 | 1.7707 | 1.4334 | 1.0839 | 1.8643 | 2.6743 | 2.3352 | 3.2478 | 1.3416 | 1.2684 | 1.8037 | 1.534 | 1.5236 | 3.2411 | 1.8318 | 2.1164 | 1.0268 | 0.92767 | 1.6039 | 0.96656 | 1.3164 | 2.1773 | 1.9661 | 1.8746 | 1.3373 | 1.4385 | 2.1687 | 1.1758 | 1.7654 | 0.90882 | 1.1593 | 0.92129 | 1.5606 | 1.2643 | 0.98616 | 1.6505 | 2.3431 | 2.0416 | 2.7991 | 1.185 | 1.1228 | 1.559 | 1.356 | 1.3707 | 2.793 | 1.619 | 1.8288 | 0.90281 | 0.81482 | 1.3977 | 0.85075 | 1.1304 | 1.8942 | 1.7044 | 1.624 | 1.1709 | 1.253 | 1.8775 | 1.0229 | 1.531 | 0.80496 | 1.0325 | 0.80417 | 1.3558 | 1.1078 | 0.88166 | 1.4322 | 2.0281 | 1.7664 | 2.3843 | 1.041 | 0.98473 | 1.3403 | 1.1994 | 1.2156 | 2.3818 | 1.4099 | 1.5706 | 0.73322 | 0.66157 | 1.1257 | 0.69389 | 0.88886 | 1.5194 | 1.3612 | 1.2974 | 0.9499 | 1.0064 | 1.4963 | 0.82143 | 1.2263 | 0.66078 | 0.85789 | 0.65192 | 1.0882 | 0.89614 | 0.73605 | 1.1475 | 1.6211 | 1.412 | 1.8656 | 0.84827 | 0.79891 | 1.064 | 0.98615 | 1.0024 | 1.8627 | 1.1344 | 1.2488
534 | 0.50066 | 2.0033 | 0.61122 | 0.80238 | 0.41047 | 1.212 | 0.6153 | 0.6992 | 0.8183 | 2.8608 | 1.0025 | 1.3364 | 0.9991 | 4.2524 | 1.2822 | 1.671 | 1.1474 | 1.0384 | 1.7733 | 1.0929 | 1.5038 | 2.4391 | 2.2686 | 2.1452 | 1.5421 | 1.6407 | 2.4961 | 1.3361 | 2.0097 | 1.0141 | 1.3068 | 1.0451 | 1.7745 | 1.4364 | 1.0863 | 1.8682 | 2.68 | 2.3401 | 3.2546 | 1.3445 | 1.2711 | 1.8076 | 1.5373 | 1.5268 | 3.2481 | 1.8356 | 2.1211 | 1.0291 | 0.9297 | 1.6074 | 0.96864 | 1.3193 | 2.1818 | 1.9705 | 1.8785 | 1.3402 | 1.4415 | 2.1736 | 1.1784 | 1.7693 | 0.91079 | 1.1618 | 0.92326 | 1.564 | 1.267 | 0.98829 | 1.654 | 2.3481 | 2.0459 | 2.805 | 1.1876 | 1.1252 | 1.5623 | 1.3588 | 1.3737 | 2.7992 | 1.6224 | 1.8328 | 0.90477 | 0.81661 | 1.4008 | 0.85258 | 1.1329 | 1.8982 | 1.7082 | 1.6274 | 1.1734 | 1.2557 | 1.8817 | 1.0251 | 1.5344 | 0.80671 | 1.0347 | 0.8059 | 1.3588 | 1.1102 | 0.88357 | 1.4353 | 2.0324 | 1.7701 | 2.3894 | 1.0432 | 0.98683 | 1.3431 | 1.2019 | 1.2182 | 2.3871 | 1.4128 | 1.5741 | 0.73481 | 0.66304 | 1.1282 | 0.69538 | 0.89085 | 1.5226 | 1.3642 | 1.3001 | 0.95198 | 1.0085 | 1.4997 | 0.82319 | 1.229 | 0.66222 | 0.85975 | 0.65333 | 1.0906 | 0.89805 | 0.73764 | 1.15 | 1.6246 | 1.415 | 1.8696 | 0.85012 | 0.80063 | 1.0663 | 0.98823 | 1.0045 | 1.8669 | 1.1367 | 1.2516
535 | 0.50265 | 2.0075 | 0.61355 | 0.80545 | 0.41367 | 1.215 | 0.61864 | 0.703 | 0.82075 | 2.867 | 1.0057 | 1.341 | 1.0028 | 4.261 | 1.2871 | 1.6775 | 1.1499 | 1.0407 | 1.7771 | 1.0953 | 1.5071 | 2.4442 | 2.2736 | 2.1497 | 1.5455 | 1.6441 | 2.5017 | 1.3389 | 2.0141 | 1.0163 | 1.3095 | 1.0473 | 1.7784 | 1.4394 | 1.0886 | 1.8721 | 2.6857 | 2.345 | 3.2614 | 1.3474 | 1.2738 | 1.8114 | 1.5405 | 1.5301 | 3.2552 | 1.8394 | 2.1257 | 1.0313 | 0.93174 | 1.6109 | 0.97072 | 1.3223 | 2.1864 | 1.9748 | 1.8825 | 1.3431 | 1.4445 | 2.1785 | 1.1809 | 1.7732 | 0.91276 | 1.1643 | 0.92523 | 1.5674 | 1.2697 | 0.99042 | 1.6575 | 2.3531 | 2.0503 | 2.811 | 1.1901 | 1.1276 | 1.5656 | 1.3617 | 1.3766 | 2.8053 | 1.6258 | 1.8368 | 0.90673 | 0.81841 | 1.4039 | 0.85442 | 1.1354 | 1.9021 | 1.712 | 1.6309 | 1.176 | 1.2583 | 1.886 | 1.0273 | 1.5378 | 0.80846 | 1.037 | 0.80762 | 1.3617 | 1.1125 | 0.88548 | 1.4383 | 2.0368 | 1.7739 | 2.3944 | 1.0455 | 0.98894 | 1.346 | 1.2044 | 1.2208 | 2.3924 | 1.4158 | 1.5775 | 0.73641 | 0.66451 | 1.1307 | 0.69688 | 0.89285 | 1.5258 | 1.3673 | 1.3029 | 0.95406 | 1.0106 | 1.5031 | 0.82496 | 1.2318 | 0.66367 | 0.86161 | 0.65473 | 1.093 | 0.89995 | 0.73924 | 1.1524 | 1.6281 | 1.418 | 1.8736 | 0.85196 | 0.80234 | 1.0686 | 0.99031 | 1.0067 | 1.8711 | 1.1391 | 1.2543
536 | 0.50464 | 2.0117 | 0.61588 | 0.80852 | 0.41687 | 1.218 | 0.62198 | 0.7068 | 0.8232 | 2.8732 | 1.0089 | 1.3456 | 1.0064 | 4.2696 | 1.292 | 1.684 | 1.1524 | 1.0429 | 1.781 | 1.0976 | 1.5104 | 2.4493 | 2.2786 | 2.1542 | 1.5488 | 1.6475 | 2.5073 | 1.3417 | 2.0186 | 1.0185 | 1.3123 | 1.0495 | 1.7823 | 1.4424 | 1.0909 | 1.8761 | 2.6915 | 2.35 | 3.2683 | 1.3503 | 1.2765 | 1.8153 | 1.5437 | 1.5333 | 3.2623 | 1.8432 | 2.1304 | 1.0335 | 0.93378 | 1.6144 | 0.9728 | 1.3252 | 2.1909 | 1.9792 | 1.8865 | 1.346 | 1.4475 | 2.1834 | 1.1834 | 1.7772 | 0.91474 | 1.1668 | 0.9272 | 1.5708 | 1.2723 | 0.99254 | 1.6609 | 2.3582 | 2.0546 | 2.8169 | 1.1927 | 1.13 | 1.569 | 1.3645 | 1.3795 | 2.8115 | 1.6291 | 1.8409 | 0.90868 | 0.8202 | 1.4069 | 0.85625 | 1.1379 | 1.9061 | 1.7158 | 1.6343 | 1.1785 | 1.2609 | 1.8902 | 1.0295 | 1.5412 | 0.81021 | 1.0392 | 0.80935 | 1.3647 | 1.1149 | 0.88738 | 1.4413 | 2.0411 | 1.7776 | 2.3995 | 1.0477 | 0.99104 | 1.3489 | 1.207 | 1.2234 | 2.3977 | 1.4187 | 1.581 | 0.738 | 0.66597 | 1.1332 | 0.69838 | 0.89485 | 1.529 | 1.3703 | 1.3056 | 0.95614 | 1.0127 | 1.5065 | 0.82672 | 1.2345 | 0.66511 | 0.86347 | 0.65614 | 1.0954 | 0.90185 | 0.74084 | 1.1548 | 1.6316 | 1.4211 | 1.8776 | 0.8538 | 0.80405 | 1.0709 | 0.9924 | 1.0088 | 1.8753 | 1.1415 | 1.2571
537 | 0.50663 | 2.0158 | 0.61821 | 0.81159 | 0.42008 | 1.221 | 0.62533 | 0.7106 | 0.82565 | 2.8794 | 1.0121 | 1.3502 | 1.01 | 4.2782 | 1.2968 | 1.6905 | 1.1549 | 1.0452 | 1.7849 | 1.1 | 1.5137 | 2.4543 | 2.2836 | 2.1587 | 1.5521 | 1.6509 | 2.5129 | 1.3446 | 2.023 | 1.0207 | 1.3151 | 1.0518 | 1.7861 | 1.4454 | 1.0933 | 1.88 | 2.6972 | 2.3549 | 3.2751 | 1.3532 | 1.2792 | 1.8192 | 1.5469 | 1.5365 | 3.2694 | 1.847 | 2.135 | 1.0357 | 0.93582 | 1.6179 | 0.97488 | 1.3281 | 2.1955 | 1.9835 | 1.8904 | 1.3489 | 1.4505 | 2.1883 | 1.1859 | 1.7811 | 0.91671 | 1.1693 | 0.92917 | 1.5742 | 1.275 | 0.99467 | 1.6644 | 2.3632 | 2.0589 | 2.8228 | 1.1953 | 1.1324 | 1.5723 | 1.3674 | 1.3824 | 2.8176 | 1.6325 | 1.8449 | 0.91064 | 0.822 | 1.41 | 0.85808 | 1.1404 | 1.9101 | 1.7196 | 1.6378 | 1.1811 | 1.2635 | 1.8944 | 1.0317 | 1.5446 | 0.81196 | 1.0414 | 0.81108 | 1.3677 | 1.1172 | 0.88929 | 1.4443 | 2.0455 | 1.7814 | 2.4046 | 1.05 | 0.99315 | 1.3518 | 1.2095 | 1.226 | 2.403 | 1.4217 | 1.5845 | 0.7396 | 0.66744 | 1.1357 | 0.69988 | 0.89685 | 1.5322 | 1.3734 | 1.3084 | 0.95822 | 1.0148 | 1.5099 | 0.82849 | 1.2372 | 0.66655 | 0.86533 | 0.65754 | 1.0978 | 0.90376 | 0.74243 | 1.1573 | 1.6351 | 1.4241 | 1.8816 | 0.85564 | 0.80577 | 1.0732 | 0.99448 | 1.011 | 1.8794 | 1.1439 | 1.2599
538 | 0.50862 | 2.02 | 0.62054 | 0.81466 | 0.42328 | 1.224 | 0.62867 | 0.7144 | 0.8281 | 2.8856 | 1.0154 | 1.3548 | 1.0137 | 4.2868 | 1.3017 | 1.697 | 1.1574 | 1.0475 | 1.7887 | 1.1023 | 1.5171 | 2.4594 | 2.2886 | 2.1632 | 1.5554 | 1.6544 | 2.5185 | 1.3474 | 2.0275 | 1.0229 | 1.3179 | 1.054 | 1.79 | 1.4484 | 1.0956 | 1.8839 | 2.7029 | 2.3599 | 3.2819 | 1.356 | 1.2819 | 1.823 | 1.5501 | 1.5398 | 3.2764 | 1.8508 | 2.1397 | 1.038 | 0.93785 | 1.6214 | 0.97696 | 1.331 | 2.2001 | 1.9879 | 1.8944 | 1.3518 | 1.4535 | 2.1931 | 1.1884 | 1.785 | 0.91868 | 1.1717 | 0.93114 | 1.5776 | 1.2777 | 0.9968 | 1.6679 | 2.3682 | 2.0632 | 2.8288 | 1.1978 | 1.1348 | 1.5757 | 1.3702 | 1.3854 | 2.8238 | 1.6359 | 1.8489 | 0.9126 | 0.8238 | 1.4131 | 0.85992 | 1.1429 | 1.914 | 1.7234 | 1.6412 | 1.1836 | 1.2661 | 1.8987 | 1.0339 | 1.548 | 0.81371 | 1.0436 | 0.8128 | 1.3707 | 1.1195 | 0.8912 | 1.4473 | 2.0499 | 1.7852 | 2.4097 | 1.0522 | 0.99525 | 1.3547 | 1.212 | 1.2286 | 2.4082 | 1.4246 | 1.5879 | 0.7412 | 0.6689 | 1.1382 | 0.70138 | 0.89885 | 1.5354 | 1.3764 | 1.3112 | 0.9603 | 1.017 | 1.5133 | 0.83025 | 1.24 | 0.66799 | 0.86718 | 0.65895 | 1.1002 | 0.90566 | 0.74403 | 1.1597 | 1.6386 | 1.4271 | 1.8856 | 0.85748 | 0.80748 | 1.0755 | 0.99657 | 1.0132 | 1.8836 | 1.1463 | 1.2626
539 | 0.51061 | 2.0242 | 0.62287 | 0.81773 | 0.42648 | 1.227 | 0.63202 | 0.7182 | 0.83055 | 2.8918 | 1.0186 | 1.3594 | 1.0173 | 4.2954 | 1.3065 | 1.7035 | 1.1598 | 1.0498 | 1.7926 | 1.1047 | 1.5204 | 2.4645 | 2.2936 | 2.1677 | 1.5588 | 1.6578 | 2.5241 | 1.3502 | 2.0319 | 1.0251 | 1.3207 | 1.0562 | 1.7939 | 1.4515 | 1.0979 | 1.8878 | 2.7086 | 2.3648 | 3.2888 | 1.3589 | 1.2846 | 1.8269 | 1.5534 | 1.543 | 3.2835 | 1.8546 | 2.1443 | 1.0402 | 0.93989 | 1.6249 | 0.97904 | 1.3339 | 2.2046 | 1.9923 | 1.8984 | 1.3547 | 1.4565 | 2.198 | 1.1909 | 1.7889 | 0.92065 | 1.1742 | 0.93311 | 1.581 | 1.2803 | 0.99892 | 1.6713 | 2.3732 | 2.0676 | 2.8347 | 1.2004 | 1.1372 | 1.579 | 1.3731 | 1.3883 | 2.8299 | 1.6393 | 1.8529 | 0.91456 | 0.82559 | 1.4161 | 0.86175 | 1.1455 | 1.918 | 1.7272 | 1.6446 | 1.1861 | 1.2687 | 1.9029 | 1.036 | 1.5514 | 0.81546 | 1.0459 | 0.81453 | 1.3736 | 1.1219 | 0.8931 | 1.4504 | 2.0542 | 1.7889 | 2.4148 | 1.0545 | 0.99736 | 1.3576 | 1.2145 | 1.2312 | 2.4135 | 1.4276 | 1.5914 | 0.74279 | 0.67037 | 1.1406 | 0.70288 | 0.90085 | 1.5386 | 1.3795 | 1.3139 | 0.96238 | 1.0191 | 1.5167 | 0.83202 | 1.2427 | 0.66943 | 0.86904 | 0.66035 | 1.1026 | 0.90756 | 0.74563 | 1.1621 | 1.6422 | 1.4301 | 1.8896 | 0.85932 | 0.8092 | 1.0778 | 0.99865 | 1.0153 | 1.8878 | 1.1487 | 1.2654
540 | 0.5126 | 2.0284 | 0.6252 | 0.8208 | 0.42969 | 1.23 | 0.63536 | 0.722 | 0.833 | 2.898 | 1.0218 | 1.364 | 1.021 | 4.304 | 1.3114 | 1.71 | 1.1623 | 1.052 | 1.7964 | 1.107 | 1.5237 | 2.4695 | 2.2986 | 2.1723 | 1.5621 | 1.6612 | 2.5296 | 1.3531 | 2.0364 | 1.0273 | 1.3235 | 1.0584 | 1.7977 | 1.4545 | 1.1003 | 1.8917 | 2.7144 | 2.3697 | 3.2956 | 1.3618 | 1.2873 | 1.8307 | 1.5566 | 1.5463 | 3.2906 | 1.8584 | 2.149 | 1.0424 | 0.94193 | 1.6284 | 0.98112 | 1.3369 | 2.2092 | 1.9966 | 1.9023 | 1.3576 | 1.4595 | 2.2029 | 1.1934 | 1.7928 | 0.92262 | 1.1767 | 0.93508 | 1.5845 | 1.283 | 1.001 | 1.6748 | 2.3783 | 2.0719 | 2.8406 | 1.2029 | 1.1396 | 1.5824 | 1.3759 | 1.3912 | 2.8361 | 1.6426 | 1.857 | 0.91652 | 0.82739 | 1.4192 | 0.86358 | 1.148 | 1.922 | 1.731 | 1.6481 | 1.1887 | 1.2714 | 1.9072 | 1.0382 | 1.5548 | 0.81721 | 1.0481 | 0.81625 | 1.3766 | 1.1242 | 0.89501 | 1.4534 | 2.0586 | 1.7927 | 2.4198 | 1.0567 | 0.99946 | 1.3604 | 1.2171 | 1.2338 | 2.4188 | 1.4305 | 1.5949 | 0.74439 | 0.67184 | 1.1431 | 0.70437 | 0.90284 | 1.5418 | 1.3825 | 1.3167 | 0.96446 | 1.0212 | 1.5201 | 0.83378 | 1.2454 | 0.67088 | 0.8709 | 0.66176 | 1.105 | 0.90947 | 0.74723 | 1.1646 | 1.6457 | 1.4331 | 1.8937 | 0.86117 | 0.81091 | 1.0801 | 1.0007 | 1.0175 | 1.892 | 1.1511 | 1.2682
541 | 0.51459 | 2.0325 | 0.62753 | 0.82387 | 0.43289 | 1.233 | 0.6387 | 0.7258 | 0.83545 | 2.9042 | 1.025 | 1.3686 | 1.0247 | 4.3126 | 1.3163 | 1.7165 | 1.1648 | 1.0543 | 1.8003 | 1.1094 | 1.527 | 2.4746 | 2.3036 | 2.1768 | 1.5654 | 1.6646 | 2.5352 | 1.3559 | 2.0408 | 1.0295 | 1.3263 | 1.0607 | 1.8016 | 1.4575 | 1.1026 | 1.8956 | 2.7201 | 2.3747 | 3.3024 | 1.3647 | 1.29 | 1.8346 | 1.5598 | 1.5495 | 3.2977 | 1.8622 | 2.1536 | 1.0446 | 0.94397 | 1.6319 | 0.9832 | 1.3398 | 2.2137 | 2.001 | 1.9063 | 1.3605 | 1.4625 | 2.2078 | 1.1959 | 1.7968 | 0.9246 | 1.1792 | 0.93705 | 1.5879 | 1.2857 | 1.0032 | 1.6783 | 2.3833 | 2.0762 | 2.8465 | 1.2055 | 1.142 | 1.5857 | 1.3788 | 1.3941 | 2.8422 | 1.646 | 1.861 | 0.91848 | 0.82918 | 1.4223 | 0.86541 | 1.1505 | 1.9259 | 1.7348 | 1.6515 | 1.1912 | 1.274 | 1.9114 | 1.0404 | 1.5582 | 0.81896 | 1.0503 | 0.81798 | 1.3796 | 1.1266 | 0.89692 | 1.4564 | 2.063 | 1.7964 | 2.4249 | 1.059 | 1.0016 | 1.3633 | 1.2196 | 1.2364 | 2.4241 | 1.4335 | 1.5983 | 0.74598 | 0.6733 | 1.1456 | 0.70587 | 0.90484 | 1.545 | 1.3856 | 1.3194 | 0.96654 | 1.0233 | 1.5235 | 0.83555 | 1.2482 | 0.67232 | 0.87276 | 0.66316 | 1.1074 | 0.91137 | 0.74882 | 1.167 | 1.6492 | 1.4361 | 1.8977 | 0.86301 | 0.81262 | 1.0824 | 1.0028 | 1.0196 | 1.8961 | 1.1535 | 1.2709
542 | 0.51658 | 2.0367 | 0.62986 | 0.82694 | 0.43609 | 1.236 | 0.64205 | 0.7296 | 0.8379 | 2.9104 | 1.0282 | 1.3732 | 1.0283 | 4.3212 | 1.3211 | 1.723 | 1.1673 | 1.0566 | 1.8041 | 1.1117 | 1.5303 | 2.4797 | 2.3086 | 2.1813 | 1.5687 | 1.668 | 2.5408 | 1.3588 | 2.0453 | 1.0317 | 1.3291 | 1.0629 | 1.8055 | 1.4605 | 1.1049 | 1.8995 | 2.7258 | 2.3796 | 3.3093 | 1.3676 | 1.2927 | 1.8385 | 1.563 | 1.5527 | 3.3047 | 1.866 | 2.1582 | 1.0468 | 0.94601 | 1.6354 | 0.98528 | 1.3427 | 2.2183 | 2.0053 | 1.9103 | 1.3634 | 1.4655 | 2.2127 | 1.1984 | 1.8007 | 0.92657 | 1.1817 | 0.93903 | 1.5913 | 1.2883 | 1.0053 | 1.6817 | 2.3883 | 2.0806 | 2.8525 | 1.208 | 1.1444 | 1.5891 | 1.3816 | 1.397 | 2.8483 | 1.6494 | 1.865 | 0.92043 | 0.83098 | 1.4253 | 0.86725 | 1.153 | 1.9299 | 1.7386 | 1.655 | 1.1938 | 1.2766 | 1.9156 | 1.0426 | 1.5616 | 0.82071 | 1.0525 | 0.8197 | 1.3826 | 1.1289 | 0.89882 | 1.4594 | 2.0673 | 1.8002 | 2.43 | 1.0612 | 1.0037 | 1.3662 | 1.2221 | 1.239 | 2.4294 | 1.4364 | 1.6018 | 0.74758 | 0.67477 | 1.1481 | 0.70737 | 0.90684 | 1.5482 | 1.3886 | 1.3222 | 0.96862 | 1.0254 | 1.5269 | 0.83731 | 1.2509 | 0.67376 | 0.87462 | 0.66457 | 1.1098 | 0.91327 | 0.75042 | 1.1694 | 1.6527 | 1.4392 | 1.9017 | 0.86485 | 0.81434 | 1.0847 | 1.0049 | 1.0218 | 1.9003 | 1.1558 | 1.2737
543 | 0.51857 | 2.0409 | 0.63219 | 0.83001 | 0.4393 | 1.239 | 0.64539 | 0.7334 | 0.84035 | 2.9166 | 1.0315 | 1.3778 | 1.0319 | 4.3298 | 1.326 | 1.7295 | 1.1698 | 1.0588 | 1.808 | 1.114 | 1.5337 | 2.4848 | 2.3136 | 2.1858 | 1.5721 | 1.6714 | 2.5464 | 1.3616 | 2.0497 | 1.0338 | 1.3319 | 1.0651 | 1.8093 | 1.4635 | 1.1073 | 1.9034 | 2.7315 | 2.3845 | 3.3161 | 1.3705 | 1.2954 | 1.8423 | 1.5662 | 1.556 | 3.3118 | 1.8698 | 2.1629 | 1.0491 | 0.94804 | 1.6389 | 0.98736 | 1.3456 | 2.2228 | 2.0097 | 1.9142 | 1.3663 | 1.4685 | 2.2175 | 1.2009 | 1.8046 | 0.92854 | 1.1842 | 0.941 | 1.5947 | 1.291 | 1.0074 | 1.6852 | 2.3934 | 2.0849 | 2.8584 | 1.2106 | 1.1468 | 1.5924 | 1.3845 | 1.4 | 2.8545 | 1.6528 | 1.8691 | 0.92239 | 0.83277 | 1.4284 | 0.86908 | 1.1555 | 1.9339 | 1.7424 | 1.6584 | 1.1963 | 1.2792 | 1.9199 | 1.0448 | 1.565 | 0.82246 | 1.0548 | 0.82143 | 1.3855 | 1.1313 | 0.90073 | 1.4624 | 2.0717 | 1.8039 | 2.4351 | 1.0635 | 1.0058 | 1.3691 | 1.2247 | 1.2416 | 2.4346 | 1.4394 | 1.6053 | 0.74917 | 0.67623 | 1.1506 | 0.70887 | 0.90884 | 1.5514 | 1.3917 | 1.325 | 0.9707 | 1.0275 | 1.5303 | 0.83908 | 1.2536 | 0.6752 | 0.87648 | 0.66598 | 1.1122 | 0.91518 | 0.75202 | 1.1718 | 1.6562 | 1.4422 | 1.9057 | 0.86669 | 0.81605 | 1.087 | 1.007 | 1.0239 | 1.9045 | 1.1582 | 1.2764
544 | 0.52056 | 2.045 | 0.63452 | 0.83308 | 0.4425 | 1.242 | 0.64874 | 0.7372 | 0.8428 | 2.9228 | 1.0347 | 1.3824 | 1.0356 | 4.3384 | 1.3308 | 1.736 | 1.1722 | 1.0611 | 1.8118 | 1.1164 | 1.537 | 2.4898 | 2.3186 | 2.1903 | 1.5754 | 1.6748 | 2.552 | 1.3644 | 2.0542 | 1.036 | 1.3347 | 1.0673 | 1.8132 | 1.4665 | 1.1096 | 1.9073 | 2.7373 | 2.3895 | 3.3229 | 1.3733 | 1.2981 | 1.8462 | 1.5695 | 1.5592 | 3.3189 | 1.8736 | 2.1675 | 1.0513 | 0.95008 | 1.6424 | 0.98944 | 1.3485 | 2.2274 | 2.0141 | 1.9182 | 1.3692 | 1.4715 | 2.2224 | 1.2034 | 1.8085 | 0.93051 | 1.1867 | 0.94297 | 1.5981 | 1.2937 | 1.0096 | 1.6887 | 2.3984 | 2.0892 | 2.8643 | 1.2131 | 1.1492 | 1.5957 | 1.3873 | 1.4029 | 2.8606 | 1.6561 | 1.8731 | 0.92435 | 0.83457 | 1.4315 | 0.87091 | 1.1581 | 1.9378 | 1.7462 | 1.6619 | 1.1989 | 1.2818 | 1.9241 | 1.047 | 1.5684 | 0.82421 | 1.057 | 0.82316 | 1.3885 | 1.1336 | 0.90264 | 1.4654 | 2.0761 | 1.8077 | 2.4402 | 1.0657 | 1.0079 | 1.372 | 1.2272 | 1.2442 | 2.4399 | 1.4423 | 1.6087 | 0.75077 | 0.6777 | 1.1531 | 0.71037 | 0.91084 | 1.5546 | 1.3948 | 1.3277 | 0.97278 | 1.0296 | 1.5337 | 0.84084 | 1.2564 | 0.67664 | 0.87834 | 0.66738 | 1.1146 | 0.91708 | 0.75362 | 1.1743 | 1.6597 | 1.4452 | 1.9097 | 0.86853 | 0.81776 | 1.0893 | 1.0091 | 1.0261 | 1.9087 | 1.1606 | 1.2792
545 | 0.52255 | 2.0492 | 0.63685 | 0.83615 | 0.4457 | 1.245 | 0.65208 | 0.741 | 0.84525 | 2.929 | 1.0379 | 1.387 | 1.0393 | 4.347 | 1.3357 | 1.7425 | 1.1747 | 1.0634 | 1.8157 | 1.1187 | 1.5403 | 2.4949 | 2.3236 | 2.1948 | 1.5787 | 1.6782 | 2.5576 | 1.3673 | 2.0586 | 1.0382 | 1.3375 | 1.0696 | 1.8171 | 1.4695 | 1.1119 | 1.9112 | 2.743 | 2.3944 | 3.3298 | 1.3762 | 1.3008 | 1.85 | 1.5727 | 1.5625 | 3.326 | 1.8774 | 2.1722 | 1.0535 | 0.95212 | 1.6459 | 0.99152 | 1.3514 | 2.2319 | 2.0184 | 1.9222 | 1.3721 | 1.4745 | 2.2273 | 1.206 | 1.8124 | 0.93248 | 1.1892 | 0.94494 | 1.6015 | 1.2963 | 1.0117 | 1.6921 | 2.4034 | 2.0936 | 2.8703 | 1.2157 | 1.1516 | 1.5991 | 1.3902 | 1.4058 | 2.8668 | 1.6595 | 1.8771 | 0.92631 | 0.83637 | 1.4345 | 0.87274 | 1.1606 | 1.9418 | 1.75 | 1.6653 | 1.2014 | 1.2844 | 1.9284 | 1.0492 | 1.5718 | 0.82596 | 1.0592 | 0.82488 | 1.3915 | 1.1359 | 0.90454 | 1.4685 | 2.0804 | 1.8115 | 2.4452 | 1.068 | 1.01 | 1.3749 | 1.2297 | 1.2468 | 2.4452 | 1.4453 | 1.6122 | 0.75237 | 0.67917 | 1.1556 | 0.71186 | 0.91283 | 1.5578 | 1.3978 | 1.3305 | 0.97486 | 1.0317 | 1.5371 | 0.84261 | 1.2591 | 0.67809 | 0.8802 | 0.66879 | 1.117 | 0.91898 | 0.75521 | 1.1767 | 1.6632 | 1.4482 | 1.9137 | 0.87037 | 0.81948 | 1.0916 | 1.0112 | 1.0282 | 1.9128 | 1.163 | 1.282
546 | 0.52454 | 2.0534 | 0.63918 | 0.83922 | 0.44891 | 1.248 | 0.65542 | 0.7448 | 0.8477 | 2.9352 | 1.0411 | 1.3916 | 1.0429 | 4.3556 | 1.3406 | 1.749 | 1.1772 | 1.0657 | 1.8195 | 1.1211 | 1.5436 | 2.5 | 2.3286 | 2.1993 | 1.582 | 1.6816 | 2.5632 | 1.3701 | 2.0631 | 1.0404 | 1.3403 | 1.0718 | 1.8209 | 1.4725 | 1.1143 | 1.9151 | 2.7487 | 2.3994 | 3.3366 | 1.3791 | 1.3035 | 1.8539 | 1.5759 | 1.5657 | 3.333 | 1.8812 | 2.1768 | 1.0557 | 0.95416 | 1.6494 | 0.9936 | 1.3544 | 2.2365 | 2.0228 | 1.9261 | 1.375 | 1.4775 | 2.2322 | 1.2085 | 1.8163 | 0.93445 | 1.1917 | 0.94691 | 1.6049 | 1.299 | 1.0138 | 1.6956 | 2.4085 | 2.0979 | 2.8762 | 1.2183 | 1.154 | 1.6024 | 1.3931 | 1.4087 | 2.8729 | 1.6629 | 1.8811 | 0.92827 | 0.83816 | 1.4376 | 0.87458 | 1.1631 | 1.9458 | 1.7538 | 1.6687 | 1.204 | 1.2871 | 1.9326 | 1.0514 | 1.5752 | 0.82771 | 1.0614 | 0.82661 | 1.3945 | 1.1383 | 0.90645 | 1.4715 | 2.0848 | 1.8152 | 2.4503 | 1.0702 | 1.0121 | 1.3777 | 1.2322 | 1.2494 | 2.4505 | 1.4482 | 1.6157 | 0.75396 | 0.68063 | 1.158 | 0.71336 | 0.91483 | 1.561 | 1.4009 | 1.3332 | 0.97694 | 1.0338 | 1.5405 | 0.84437 | 1.2618 | 0.67953 | 0.88206 | 0.67019 | 1.1194 | 0.92089 | 0.75681 | 1.1791 | 1.6667 | 1.4512 | 1.9177 | 0.87222 | 0.82119 | 1.0939 | 1.0132 | 1.0304 | 1.917 | 1.1654 | 1.2847
547 | 0.52653 | 2.0576 | 0.64151 | 0.84229 | 0.45211 | 1.251 | 0.65877 | 0.7486 | 0.85015 | 2.9414 | 1.0443 | 1.3962 | 1.0466 | 4.3642 | 1.3454 | 1.7555 | 1.1797 | 1.0679 | 1.8234 | 1.1234 | 1.5469 | 2.5051 | 2.3336 | 2.2039 | 1.5853 | 1.685 | 2.5687 | 1.3729 | 2.0675 | 1.0426 | 1.3431 | 1.074 | 1.8248 | 1.4755 | 1.1166 | 1.919 | 2.7544 | 2.4043 | 3.3434 | 1.382 | 1.3062 | 1.8578 | 1.5791 | 1.5689 | 3.3401 | 1.885 | 2.1815 | 1.058 | 0.9562 | 1.6529 | 0.99568 | 1.3573 | 2.241 | 2.0271 | 1.9301 | 1.3779 | 1.4805 | 2.2371 | 1.211 | 1.8203 | 0.93643 | 1.1942 | 0.94888 | 1.6084 | 1.3017 | 1.0159 | 1.6991 | 2.4135 | 2.1022 | 2.8821 | 1.2208 | 1.1564 | 1.6058 | 1.3959 | 1.4117 | 2.8791 | 1.6663 | 1.8852 | 0.93022 | 0.83996 | 1.4407 | 0.87641 | 1.1656 | 1.9498 | 1.7576 | 1.6722 | 1.2065 | 1.2897 | 1.9369 | 1.0535 | 1.5786 | 0.82946 | 1.0637 | 0.82833 | 1.3974 | 1.1406 | 0.90836 | 1.4745 | 2.0892 | 1.819 | 2.4554 | 1.0725 | 1.0142 | 1.3806 | 1.2348 | 1.252 | 2.4557 | 1.4512 | 1.6191 | 0.75556 | 0.6821 | 1.1605 | 0.71486 | 0.91683 | 1.5642 | 1.4039 | 1.336 | 0.97902 | 1.0359 | 1.5439 | 0.84614 | 1.2646 | 0.68097 | 0.88392 | 0.6716 | 1.1218 | 0.92279 | 0.75841 | 1.1816 | 1.6702 | 1.4542 | 1.9217 | 0.87406 | 0.82291 | 1.0962 | 1.0153 | 1.0326 | 1.9212 | 1.1678 | 1.2875
548 | 0.52852 | 2.0617 | 0.64384 | 0.84536 | 0.45531 | 1.254 | 0.66211 | 0.7524 | 0.8526 | 2.9476 | 1.0476 | 1.4008 | 1.0502 | 4.3728 | 1.3503 | 1.762 | 1.1821 | 1.0702 | 1.8272 | 1.1258 | 1.5502 | 2.5101 | 2.3386 | 2.2084 | 1.5887 | 1.6884 | 2.5743 | 1.3758 | 2.072 | 1.0448 | 1.3459 | 1.0762 | 1.8287 | 1.4786 | 1.1189 | 1.9229 | 2.7602 | 2.4092 | 3.3503 | 1.3849 | 1.3089 | 1.8616 | 1.5823 | 1.5722 | 3.3472 | 1.8888 | 2.1861 | 1.0602 | 0.95823 | 1.6565 | 0.99776 | 1.3602 | 2.2456 | 2.0315 | 1.934 | 1.3808 | 1.4835 | 2.242 | 1.2135 | 1.8242 | 0.9384 | 1.1967 | 0.95085 | 1.6118 | 1.3043 | 1.0181 | 1.7025 | 2.4185 | 2.1066 | 2.888 | 1.2234 | 1.1588 | 1.6091 | 1.3988 | 1.4146 | 2.8852 | 1.6696 | 1.8892 | 0.93218 | 0.84175 | 1.4437 | 0.87824 | 1.1681 | 1.9537 | 1.7614 | 1.6756 | 1.2091 | 1.2923 | 1.9411 | 1.0557 | 1.582 | 0.83121 | 1.0659 | 0.83006 | 1.4004 | 1.143 | 0.91026 | 1.4775 | 2.0935 | 1.8227 | 2.4605 | 1.0747 | 1.0163 | 1.3835 | 1.2373 | 1.2546 | 2.461 | 1.4541 | 1.6226 | 0.75715 | 0.68357 | 1.163 | 0.71636 | 0.91883 | 1.5674 | 1.407 | 1.3388 | 0.9811 | 1.0381 | 1.5473 | 0.8479 | 1.2673 | 0.68241 | 0.88578 | 0.673 | 1.1242 | 0.92469 | 0.76001 | 1.184 | 1.6737 | 1.4573 | 1.9257 | 0.8759 | 0.82462 | 1.0985 | 1.0174 | 1.0347 | 1.9254 | 1.1702 | 1.2903
549 | 0.53051 | 2.0659 | 0.64617 | 0.84843 | 0.45852 | 1.257 | 0.66546 | 0.7562 | 0.85505 | 2.9538 | 1.0508 | 1.4054 | 1.0538 | 4.3814 | 1.3551 | 1.7685 | 1.1846 | 1.0725 | 1.8311 | 1.1281 | 1.5536 | 2.5152 | 2.3436 | 2.2129 | 1.592 | 1.6918 | 2.5799 | 1.3786 | 2.0764 | 1.047 | 1.3486 | 1.0785 | 1.8325 | 1.4816 | 1.1213 | 1.9268 | 2.7659 | 2.4142 | 3.3571 | 1.3877 | 1.3116 | 1.8655 | 1.5856 | 1.5754 | 3.3542 | 1.8926 | 2.1908 | 1.0624 | 0.96027 | 1.66 | 0.99984 | 1.3631 | 2.2501 | 2.0359 | 1.938 | 1.3837 | 1.4865 | 2.2468 | 1.216 | 1.8281 | 0.94037 | 1.1992 | 0.95282 | 1.6152 | 1.307 | 1.0202 | 1.706 | 2.4235 | 2.1109 | 2.894 | 1.2259 | 1.1612 | 1.6125 | 1.4016 | 1.4175 | 2.8914 | 1.673 | 1.8932 | 0.93414 | 0.84355 | 1.4468 | 0.88007 | 1.1707 | 1.9577 | 1.7652 | 1.6791 | 1.2116 | 1.2949 | 1.9453 | 1.0579 | 1.5854 | 0.83296 | 1.0681 | 0.83179 | 1.4034 | 1.1453 | 0.91217 | 1.4805 | 2.0979 | 1.8265 | 2.4656 | 1.077 | 1.0184 | 1.3864 | 1.2398 | 1.2572 | 2.4663 | 1.4571 | 1.6261 | 0.75875 | 0.68503 | 1.1655 | 0.71786 | 0.92083 | 1.5706 | 1.41 | 1.3415 | 0.98318 | 1.0402 | 1.5507 | 0.84967 | 1.27 | 0.68386 | 0.88764 | 0.67441 | 1.1265 | 0.9266 | 0.7616 | 1.1864 | 1.6772 | 1.4603 | 1.9297 | 0.87774 | 0.82633 | 1.1008 | 1.0195 | 1.0369 | 1.9295 | 1.1726 | 1.293
550 | 0.5325 | 2.0701 | 0.6485 | 0.8515 | 0.46172 | 1.26 | 0.6688 | 0.76 | 0.8575 | 2.96 | 1.054 | 1.41 | 1.0575 | 4.39 | 1.36 | 1.775 | 1.1871 | 1.0748 | 1.8349 | 1.1305 | 1.5569 | 2.5203 | 2.3486 | 2.2174 | 1.5953 | 1.6952 | 2.5855 | 1.3815 | 2.0809 | 1.0492 | 1.3514 | 1.0807 | 1.8364 | 1.4846 | 1.1236 | 1.9307 | 2.7716 | 2.4191 | 3.3639 | 1.3906 | 1.3144 | 1.8693 | 1.5888 | 1.5787 | 3.3613 | 1.8964 | 2.1954 | 1.0646 | 0.96231 | 1.6635 | 1.0019 | 1.366 | 2.2547 | 2.0402 | 1.942 | 1.3866 | 1.4895 | 2.2517 | 1.2185 | 1.832 | 0.94234 | 1.2016 | 0.95479 | 1.6186 | 1.3097 | 1.0223 | 1.7095 | 2.4286 | 2.1152 | 2.8999 | 1.2285 | 1.1636 | 1.6158 | 1.4045 | 1.4204 | 2.8975 | 1.6764 | 1.8972 | 0.9361 | 0.84534 | 1.4499 | 0.88191 | 1.1732 | 1.9617 | 1.7689 | 1.6825 | 1.2142 | 1.2975 | 1.9496 | 1.0601 | 1.5888 | 0.83471 | 1.0703 | 0.83351 | 1.4064 | 1.1476 | 0.91407 | 1.4836 | 2.1022 | 1.8302 | 2.4706 | 1.0792 | 1.0205 | 1.3893 | 1.2424 | 1.2598 | 2.4716 | 1.46 | 1.6295 | 0.76034 | 0.6865 | 1.168 | 0.71936 | 0.92283 | 1.5738 | 1.4131 | 1.3443 | 0.98526 | 1.0423 | 1.5541 | 0.85143 | 1.2728 | 0.6853 | 0.8895 | 0.67581 | 1.1289 | 0.9285 | 0.7632 | 1.1888 | 1.6807 | 1.4633 | 1.9337 | 0.87958 | 0.82805 | 1.1031 | 1.0216 | 1.039 | 1.9337 | 1.1749 | 1.2958
551 | 0.53449 | 2.0742 | 0.65083 | 0.85457 | 0.46492 | 1.263 | 0.67214 | 0.7638 | 0.85995 | 2.9662 | 1.0572 | 1.4146 | 1.0612 | 4.3986 | 1.3649 | 1.7815 | 1.1896 | 1.077 | 1.8388 | 1.1328 | 1.5602 | 2.5253 | 2.3536 | 2.2219 | 1.5986 | 1.6986 | 2.5911 | 1.3843 | 2.0853 | 1.0514 | 1.3542 | 1.0829 | 1.8403 | 1.4876 | 1.1259 | 1.9346 | 2.7773 | 2.424 | 3.3708 | 1.3935 | 1.3171 | 1.8732 | 1.592 | 1.5819 | 3.3684 | 1.9002 | 2.2 | 1.0669 | 0.96435 | 1.667 | 1.004 | 1.369 | 2.2592 | 2.0446 | 1.9459 | 1.3895 | 1.4925 | 2.2566 | 1.221 | 1.8359 | 0.94431 | 1.2041 | 0.95676 | 1.622 | 1.3123 | 1.0244 | 1.7129 | 2.4336 | 2.1196 | 2.9058 | 1.231 | 1.166 | 1.6191 | 1.4073 | 1.4233 | 2.9037 | 1.6798 | 1.9013 | 0.93806 | 0.84714 | 1.4529 | 0.88374 | 1.1757 | 1.9656 | 1.7727 | 1.686 | 1.2167 | 1.3002 | 1.9538 | 1.0623 | 1.5922 | 0.83646 | 1.0726 | 0.83524 | 1.4093 | 1.15 | 0.91598 | 1.4866 | 2.1066 | 1.834 | 2.4757 | 1.0815 | 1.0226 | 1.3922 | 1.2449 | 1.2624 | 2.4769 | 1.463 | 1.633 | 0.76194 | 0.68796 | 1.1705 | 0.72085 | 0.92482 | 1.577 | 1.4161 | 1.3471 | 0.98734 | 1.0444 | 1.5575 | 0.8532 | 1.2755 | 0.68674 | 0.89136 | 0.67722 | 1.1313 | 0.9304 | 0.7648 | 1.1913 | 1.6842 | 1.4663 | 1.9377 | 0.88142 | 0.82976 | 1.1054 | 1.0237 | 1.0412 | 1.9379 | 1.1773 | 1.2985
552 | 0.53648 | 2.0784 | 0.65316 | 0.85764 | 0.46813 | 1.266 | 0.67549 | 0.7676 | 0.8624 | 2.9724 | 1.0604 | 1.4192 | 1.0648 | 4.4072 | 1.3697 | 1.788 | 1.1921 | 1.0793 | 1.8426 | 1.1352 | 1.5635 | 2.5304 | 2.3586 | 2.2264 | 1.602 | 1.702 | 2.5967 | 1.3871 | 2.0898 | 1.0536 | 1.357 | 1.0851 | 1.8441 | 1.4906 | 1.1283 | 1.9386 | 2.7831 | 2.429 | 3.3776 | 1.3964 | 1.3198 | 1.877 | 1.5952 | 1.5851 | 3.3755 | 1.904 | 2.2047 | 1.0691 | 0.96638 | 1.6705 | 1.0061 | 1.3719 | 2.2638 | 2.0489 | 1.9499 | 1.3924 | 1.4955 | 2.2615 | 1.2235 | 1.8399 | 0.94629 | 1.2066 | 0.95873 | 1.6254 | 1.315 | 1.0266 | 1.7164 | 2.4386 | 2.1239 | 2.9118 | 1.2336 | 1.1684 | 1.6225 | 1.4102 | 1.4263 | 2.9098 | 1.6831 | 1.9053 | 0.94001 | 0.84894 | 1.456 | 0.88557 | 1.1782 | 1.9696 | 1.7765 | 1.6894 | 1.2193 | 1.3028 | 1.9581 | 1.0645 | 1.5956 | 0.83821 | 1.0748 | 0.83696 | 1.4123 | 1.1523 | 0.91789 | 1.4896 | 2.111 | 1.8378 | 2.4808 | 1.0837 | 1.0247 | 1.395 | 1.2474 | 1.265 | 2.4821 | 1.4659 | 1.6365 | 0.76354 | 0.68943 | 1.1729 | 0.72235 | 0.92682 | 1.5802 | 1.4192 | 1.3498 | 0.98942 | 1.0465 | 1.561 | 0.85496 | 1.2782 | 0.68818 | 0.89322 | 0.67862 | 1.1337 | 0.93231 | 0.76639 | 1.1937 | 1.6877 | 1.4693 | 1.9417 | 0.88327 | 0.83147 | 1.1077 | 1.0257 | 1.0433 | 1.942 | 1.1797 | 1.3013
553 | 0.53847 | 2.0826 | 0.65549 | 0.86071 | 0.47133 | 1.269 | 0.67883 | 0.7714 | 0.86485 | 2.9786 | 1.0637 | 1.4238 | 1.0684 | 4.4158 | 1.3746 | 1.7945 | 1.1945 | 1.0816 | 1.8465 | 1.1375 | 1.5668 | 2.5355 | 2.3636 | 2.2309 | 1.6053 | 1.7054 | 2.6022 | 1.39 | 2.0942 | 1.0558 | 1.3598 | 1.0874 | 1.848 | 1.4936 | 1.1306 | 1.9425 | 2.7888 | 2.4339 | 3.3844 | 1.3993 | 1.3225 | 1.8809 | 1.5984 | 1.5884 | 3.3825 | 1.9078 | 2.2093 | 1.0713 | 0.96842 | 1.674 | 1.0082 | 1.3748 | 2.2683 | 2.0533 | 1.9539 | 1.3953 | 1.4985 | 2.2664 | 1.226 | 1.8438 | 0.94826 | 1.2091 | 0.9607 | 1.6288 | 1.3177 | 1.0287 | 1.7199 | 2.4437 | 2.1282 | 2.9177 | 1.2361 | 1.1708 | 1.6258 | 1.413 | 1.4292 | 2.9159 | 1.6865 | 1.9093 | 0.94197 | 0.85073 | 1.4591 | 0.8874 | 1.1807 | 1.9736 | 1.7803 | 1.6928 | 1.2218 | 1.3054 | 1.9623 | 1.0667 | 1.599 | 0.83996 | 1.077 | 0.83869 | 1.4153 | 1.1547 | 0.91979 | 1.4926 | 2.1153 | 1.8415 | 2.4859 | 1.086 | 1.0268 | 1.3979 | 1.2499 | 1.2676 | 2.4874 | 1.4689 | 1.6399 | 0.76513 | 0.6909 | 1.1754 | 0.72385 | 0.92882 | 1.5834 | 1.4222 | 1.3526 | 0.9915 | 1.0486 | 1.5644 | 0.85672 | 1.281 | 0.68962 | 0.89508 | 0.68003 | 1.1361 | 0.93421 | 0.76799 | 1.1961 | 1.6912 | 1.4723 | 1.9458 | 0.88511 | 0.83319 | 1.11 | 1.0278 | 1.0455 | 1.9462 | 1.1821 | 1.3041
554 | 0.54046 | 2.0868 | 0.65782 | 0.86378 | 0.47453 | 1.272 | 0.68218 | 0.7752 | 0.8673 | 2.9848 | 1.0669 | 1.4284 | 1.0721 | 4.4244 | 1.3794 | 1.801 | 1.197 | 1.0838 | 1.8503 | 1.1398 | 1.5702 | 2.5406 | 2.3686 | 2.2355 | 1.6086 | 1.7088 | 2.6078 | 1.3928 | 2.0987 | 1.058 | 1.3626 | 1.0896 | 1.8519 | 1.4966 | 1.1329 | 1.9464 | 2.7945 | 2.4389 | 3.3913 | 1.4022 | 1.3252 | 1.8848 | 1.6017 | 1.5916 | 3.3896 | 1.9116 | 2.214 | 1.0735 | 0.97046 | 1.6775 | 1.0102 | 1.3777 | 2.2729 | 2.0576 | 1.9578 | 1.3982 | 1.5014 | 2.2712 | 1.2285 | 1.8477 | 0.95023 | 1.2116 | 0.96268 | 1.6322 | 1.3203 | 1.0308 | 1.7233 | 2.4487 | 2.1326 | 2.9236 | 1.2387 | 1.1732 | 1.6292 | 1.4159 | 1.4321 | 2.9221 | 1.6899 | 1.9134 | 0.94393 | 0.85253 | 1.4621 | 0.88924 | 1.1833 | 1.9775 | 1.7841 | 1.6963 | 1.2244 | 1.308 | 1.9665 | 1.0689 | 1.6024 | 0.84171 | 1.0793 | 0.84041 | 1.4183 | 1.157 | 0.9217 | 1.4956 | 2.1197 | 1.8453 | 2.491 | 1.0882 | 1.0289 | 1.4008 | 1.2525 | 1.2702 | 2.4927 | 1.4718 | 1.6434 | 0.76673 | 0.69236 | 1.1779 | 0.72535 | 0.93082 | 1.5866 | 1.4253 | 1.3553 | 0.99358 | 1.0507 | 1.5678 | 0.85849 | 1.2837 | 0.69107 | 0.89693 | 0.68143 | 1.1385 | 0.93611 | 0.76959 | 1.1986 | 1.6947 | 1.4753 | 1.9498 | 0.88695 | 0.8349 | 1.1123 | 1.0299 | 1.0476 | 1.9504 | 1.1845 | 1.3068
555 | 0.54245 | 2.0909 | 0.66015 | 0.86685 | 0.47773 | 1.275 | 0.68552 | 0.779 | 0.86975 | 2.991 | 1.0701 | 1.433 | 1.0757 | 4.433 | 1.3843 | 1.8075 | 1.1995 | 1.0861 | 1.8542 | 1.1422 | 1.5735 | 2.5456 | 2.3736 | 2.24 | 1.6119 | 1.7122 | 2.6134 | 1.3956 | 2.1031 | 1.0602 | 1.3654 | 1.0918 | 1.8557 | 1.4996 | 1.1353 | 1.9503 | 2.8002 | 2.4438 | 3.3981 | 1.405 | 1.3279 | 1.8886 | 1.6049 | 1.5949 | 3.3967 | 1.9154 | 2.2186 | 1.0758 | 0.9725 | 1.681 | 1.0123 | 1.3806 | 2.2774 | 2.062 | 1.9618 | 1.4011 | 1.5044 | 2.2761 | 1.231 | 1.8516 | 0.9522 | 1.2141 | 0.96465 | 1.6357 | 1.323 | 1.033 | 1.7268 | 2.4537 | 2.1369 | 2.9295 | 1.2413 | 1.1756 | 1.6325 | 1.4187 | 1.435 | 2.9282 | 1.6933 | 1.9174 | 0.94589 | 0.85432 | 1.4652 | 0.89107 | 1.1858 | 1.9815 | 1.7879 | 1.6997 | 1.2269 | 1.3106 | 1.9708 | 1.0711 | 1.6059 | 0.84346 | 1.0815 | 0.84214 | 1.4212 | 1.1594 | 0.92361 | 1.4986 | 2.1241 | 1.849 | 2.496 | 1.0905 | 1.031 | 1.4037 | 1.255 | 1.2728 | 2.498 | 1.4748 | 1.6469 | 0.76832 | 0.69383 | 1.1804 | 0.72685 | 0.93282 | 1.5898 | 1.4283 | 1.3581 | 0.99566 | 1.0528 | 1.5712 | 0.86025 | 1.2864 | 0.69251 | 0.89879 | 0.68284 | 1.1409 | 0.93802 | 0.77119 | 1.201 | 1.6982 | 1.4784 | 1.9538 | 0.88879 | 0.83662 | 1.1146 | 1.032 | 1.0498 | 1.9546 | 1.1869 | 1.3096
556 | 0.54444 | 2.0951 | 0.66248 | 0.86992 | 0.48094 | 1.278 | 0.68886 | 0.7828 | 0.8722 | 2.9972 | 1.0733 | 1.4376 | 1.0794 | 4.4416 | 1.3892 | 1.814 | 1.202 | 1.0884 | 1.858 | 1.1445 | 1.5768 | 2.5507 | 2.3786 | 2.2445 | 1.6153 | 1.7156 | 2.619 | 1.3985 | 2.1076 | 1.0623 | 1.3682 | 1.094 | 1.8596 | 1.5026 | 1.1376 | 1.9542 | 2.806 | 2.4487 | 3.405 | 1.4079 | 1.3306 | 1.8925 | 1.6081 | 1.5981 | 3.4038 | 1.9192 | 2.2233 | 1.078 | 0.97454 | 1.6845 | 1.0144 | 1.3835 | 2.282 | 2.0664 | 1.9658 | 1.404 | 1.5074 | 2.281 | 1.2335 | 1.8555 | 0.95417 | 1.2166 | 0.96662 | 1.6391 | 1.3257 | 1.0351 | 1.7303 | 2.4588 | 2.1412 | 2.9355 | 1.2438 | 1.178 | 1.6359 | 1.4216 | 1.438 | 2.9344 | 1.6966 | 1.9214 | 0.94785 | 0.85612 | 1.4683 | 0.8929 | 1.1883 | 1.9855 | 1.7917 | 1.7032 | 1.2295 | 1.3132 | 1.975 | 1.0732 | 1.6093 | 0.84521 | 1.0837 | 0.84387 | 1.4242 | 1.1617 | 0.92551 | 1.5017 | 2.1284 | 1.8528 | 2.5011 | 1.0927 | 1.0331 | 1.4066 | 1.2575 | 1.2754 | 2.5033 | 1.4777 | 1.6503 | 0.76992 | 0.69529 | 1.1829 | 0.72835 | 0.93481 | 1.593 | 1.4314 | 1.3609 | 0.99774 | 1.0549 | 1.5746 | 0.86202 | 1.2892 | 0.69395 | 0.90065 | 0.68424 | 1.1433 | 0.93992 | 0.77278 | 1.2034 | 1.7017 | 1.4814 | 1.9578 | 0.89063 | 0.83833 | 1.1168 | 1.0341 | 1.052 | 1.9587 | 1.1893 | 1.3124
557 | 0.54643 | 2.0993 | 0.66481 | 0.87299 | 0.48414 | 1.281 | 0.69221 | 0.7866 | 0.87465 | 3.0034 | 1.0765 | 1.4422 | 1.0831 | 4.4502 | 1.394 | 1.8205 | 1.2044 | 1.0907 | 1.8619 | 1.1469 | 1.5801 | 2.5558 | 2.3836 | 2.249 | 1.6186 | 1.719 | 2.6246 | 1.4013 | 2.112 | 1.0645 | 1.371 | 1.0963 | 1.8635 | 1.5057 | 1.1399 | 1.9581 | 2.8117 | 2.4537 | 3.4118 | 1.4108 | 1.3333 | 1.8963 | 1.6113 | 1.6013 | 3.4108 | 1.923 | 2.2279 | 1.0802 | 0.97657 | 1.688 | 1.0165 | 1.3865 | 2.2865 | 2.0707 | 1.9697 | 1.4069 | 1.5104 | 2.2859 | 1.2361 | 1.8594 | 0.95614 | 1.2191 | 0.96859 | 1.6425 | 1.3283 | 1.0372 | 1.7337 | 2.4638 | 2.1456 | 2.9414 | 1.2464 | 1.1804 | 1.6392 | 1.4244 | 1.4409 | 2.9405 | 1.7 | 1.9254 | 0.9498 | 0.85791 | 1.4713 | 0.89473 | 1.1908 | 1.9894 | 1.7955 | 1.7066 | 1.232 | 1.3159 | 1.9793 | 1.0754 | 1.6127 | 0.84696 | 1.0859 | 0.84559 | 1.4272 | 1.164 | 0.92742 | 1.5047 | 2.1328 | 1.8566 | 2.5062 | 1.095 | 1.0352 | 1.4094 | 1.26 | 1.278 | 2.5085 | 1.4807 | 1.6538 | 0.77152 | 0.69676 | 1.1854 | 0.72984 | 0.93681 | 1.5962 | 1.4344 | 1.3636 | 0.99982 | 1.057 | 1.578 | 0.86378 | 1.2919 | 0.69539 | 0.90251 | 0.68565 | 1.1457 | 0.94182 | 0.77438 | 1.2059 | 1.7052 | 1.4844 | 1.9618 | 0.89247 | 0.84004 | 1.1191 | 1.0362 | 1.0541 | 1.9629 | 1.1917 | 1.3151
558 | 0.54842 | 2.1034 | 0.66714 | 0.87606 | 0.48734 | 1.284 | 0.69555 | 0.7904 | 0.8771 | 3.0096 | 1.0798 | 1.4468 | 1.0867 | 4.4588 | 1.3989 | 1.827 | 1.2069 | 1.0929 | 1.8657 | 1.1492 | 1.5834 | 2.5608 | 2.3886 | 2.2535 | 1.6219 | 1.7224 | 2.6302 | 1.4042 | 2.1165 | 1.0667 | 1.3738 | 1.0985 | 1.8673 | 1.5087 | 1.1423 | 1.962 | 2.8174 | 2.4586 | 3.4186 | 1.4137 | 1.336 | 1.9002 | 1.6146 | 1.6046 | 3.4179 | 1.9269 | 2.2326 | 1.0824 | 0.97861 | 1.6915 | 1.0186 | 1.3894 | 2.2911 | 2.0751 | 1.9737 | 1.4098 | 1.5134 | 2.2908 | 1.2386 | 1.8634 | 0.95812 | 1.2216 | 0.97056 | 1.6459 | 1.331 | 1.0393 | 1.7372 | 2.4688 | 2.1499 | 2.9473 | 1.2489 | 1.1827 | 1.6426 | 1.4273 | 1.4438 | 2.9467 | 1.7034 | 1.9295 | 0.95176 | 0.85971 | 1.4744 | 0.89657 | 1.1933 | 1.9934 | 1.7993 | 1.71 | 1.2345 | 1.3185 | 1.9835 | 1.0776 | 1.6161 | 0.84871 | 1.0882 | 0.84732 | 1.4301 | 1.1664 | 0.92933 | 1.5077 | 2.1372 | 1.8603 | 2.5113 | 1.0972 | 1.0373 | 1.4123 | 1.2626 | 1.2806 | 2.5138 | 1.4836 | 1.6572 | 0.77311 | 0.69823 | 1.1879 | 0.73134 | 0.93881 | 1.5994 | 1.4375 | 1.3664 | 1.0019 | 1.0591 | 1.5814 | 0.86555 | 1.2946 | 0.69683 | 0.90437 | 0.68705 | 1.1481 | 0.94373 | 0.77598 | 1.2083 | 1.7087 | 1.4874 | 1.9658 | 0.89432 | 0.84176 | 1.1214 | 1.0383 | 1.0563 | 1.9671 | 1.194 | 1.3179
559 | 0.55041 | 2.1076 | 0.66947 | 0.87913 | 0.49055 | 1.287 | 0.6989 | 0.7942 | 0.87955 | 3.0158 | 1.083 | 1.4514 | 1.0903 | 4.4674 | 1.4037 | 1.8335 | 1.2094 | 1.0952 | 1.8696 | 1.1516 | 1.5868 | 2.5659 | 2.3936 | 2.258 | 1.6252 | 1.7258 | 2.6358 | 1.407 | 2.1209 | 1.0689 | 1.3766 | 1.1007 | 1.8712 | 1.5117 | 1.1446 | 1.9659 | 2.8231 | 2.4636 | 3.4255 | 1.4166 | 1.3387 | 1.9041 | 1.6178 | 1.6078 | 3.425 | 1.9307 | 2.2372 | 1.0846 | 0.98065 | 1.695 | 1.0206 | 1.3923 | 2.2956 | 2.0794 | 1.9777 | 1.4126 | 1.5164 | 2.2957 | 1.2411 | 1.8673 | 0.96009 | 1.2241 | 0.97253 | 1.6493 | 1.3337 | 1.0415 | 1.7407 | 2.4738 | 2.1542 | 2.9533 | 1.2515 | 1.1851 | 1.6459 | 1.4301 | 1.4467 | 2.9528 | 1.7068 | 1.9335 | 0.95372 | 0.86151 | 1.4775 | 0.8984 | 1.1958 | 1.9974 | 1.8031 | 1.7135 | 1.2371 | 1.3211 | 1.9878 | 1.0798 | 1.6195 | 0.85046 | 1.0904 | 0.84904 | 1.4331 | 1.1687 | 0.93123 | 1.5107 | 2.1415 | 1.8641 | 2.5163 | 1.0995 | 1.0394 | 1.4152 | 1.2651 | 1.2832 | 2.5191 | 1.4866 | 1.6607 | 0.77471 | 0.69969 | 1.1903 | 0.73284 | 0.94081 | 1.6026 | 1.4406 | 1.3691 | 1.004 | 1.0613 | 1.5848 | 0.86731 | 1.2974 | 0.69828 | 0.90623 | 0.68846 | 1.1505 | 0.94563 | 0.77758 | 1.2107 | 1.7122 | 1.4904 | 1.9698 | 0.89616 | 0.84347 | 1.1237 | 1.0403 | 1.0584 | 1.9713 | 1.1964 | 1.3207
560 | 0.5524 | 2.1118 | 0.6718 | 0.8822 | 0.49375 | 1.29 | 0.70224 | 0.798 | 0.882 | 3.022 | 1.0862 | 1.456 | 1.094 | 4.476 | 1.4086 | 1.84 | 1.2119 | 1.0975 | 1.8734 | 1.1539 | 1.5901 | 2.571 | 2.3986 | 2.2625 | 1.6285 | 1.7292 | 2.6413 | 1.4098 | 2.1254 | 1.0711 | 1.3794 | 1.1029 | 1.8751 | 1.5147 | 1.1469 | 1.9698 | 2.8288 | 2.4685 | 3.4323 | 1.4195 | 1.3414 | 1.9079 | 1.621 | 1.6111 | 3.4321 | 1.9345 | 2.2418 | 1.0869 | 0.98269 | 1.6985 | 1.0227 | 1.3952 | 2.3002 | 2.0838 | 1.9816 | 1.4155 | 1.5194 | 2.3005 | 1.2436 | 1.8712 | 0.96206 | 1.2266 | 0.9745 | 1.6527 | 1.3363 | 1.0436 | 1.7441 | 2.4789 | 2.1586 | 2.9592 | 1.254 | 1.1875 | 1.6492 | 1.433 | 1.4496 | 2.959 | 1.7101 | 1.9375 | 0.95568 | 0.8633 | 1.4805 | 0.90023 | 1.1984 | 2.0014 | 1.8069 | 1.7169 | 1.2396 | 1.3237 | 1.992 | 1.082 | 1.6229 | 0.85221 | 1.0926 | 0.85077 | 1.4361 | 1.1711 | 0.93314 | 1.5137 | 2.1459 | 1.8678 | 2.5214 | 1.1017 | 1.0416 | 1.4181 | 1.2676 | 1.2858 | 2.5244 | 1.4895 | 1.6642 | 0.7763 | 0.70116 | 1.1928 | 0.73434 | 0.94281 | 1.6058 | 1.4436 | 1.3719 | 1.0061 | 1.0634 | 1.5882 | 0.86908 | 1.3001 | 0.69972 | 0.90809 | 0.68986 | 1.1529 | 0.94753 | 0.77917 | 1.2131 | 1.7157 | 1.4934 | 1.9738 | 0.898 | 0.84518 | 1.126 | 1.0424 | 1.0606 | 1.9754 | 1.1988 | 1.3234
561 | 0.55439 | 2.116 | 0.67413 | 0.88527 | 0.49695 | 1.293 | 0.70558 | 0.8018 | 0.88445 | 3.0282 | 1.0894 | 1.4606 | 1.0977 | 4.4846 | 1.4135 | 1.8465 | 1.2144 | 1.0998 | 1.8773 | 1.1563 | 1.5934 | 2.5761 | 2.4036 | 2.2671 | 1.6319 | 1.7326 | 2.6469 | 1.4127 | 2.1298 | 1.0733 | 1.3822 | 1.1052 | 1.8789 | 1.5177 | 1.1493 | 1.9737 | 2.8346 | 2.4734 | 3.4391 | 1.4223 | 1.3441 | 1.9118 | 1.6242 | 1.6143 | 3.4391 | 1.9383 | 2.2465 | 1.0891 | 0.98472 | 1.702 | 1.0248 | 1.3981 | 2.3047 | 2.0882 | 1.9856 | 1.4184 | 1.5224 | 2.3054 | 1.2461 | 1.8751 | 0.96403 | 1.229 | 0.97647 | 1.6561 | 1.339 | 1.0457 | 1.7476 | 2.4839 | 2.1629 | 2.9651 | 1.2566 | 1.1899 | 1.6526 | 1.4359 | 1.4526 | 2.9651 | 1.7135 | 1.9416 | 0.95764 | 0.8651 | 1.4836 | 0.90206 | 1.2009 | 2.0053 | 1.8107 | 1.7204 | 1.2422 | 1.3263 | 1.9962 | 1.0842 | 1.6263 | 0.85396 | 1.0948 | 0.85249 | 1.4391 | 1.1734 | 0.93505 | 1.5168 | 2.1503 | 1.8716 | 2.5265 | 1.104 | 1.0437 | 1.421 | 1.2702 | 1.2884 | 2.5297 | 1.4925 | 1.6676 | 0.7779 | 0.70262 | 1.1953 | 0.73584 | 0.9448 | 1.609 | 1.4467 | 1.3747 | 1.0081 | 1.0655 | 1.5916 | 0.87084 | 1.3028 | 0.70116 | 0.90995 | 0.69127 | 1.1553 | 0.94944 | 0.78077 | 1.2156 | 1.7192 | 1.4965 | 1.9778 | 0.89984 | 0.8469 | 1.1283 | 1.0445 | 1.0627 | 1.9796 | 1.2012 | 1.3262
562 | 0.55638 | 2.1201 | 0.67646 | 0.88834 | 0.50016 | 1.296 | 0.70893 | 0.8056 | 0.8869 | 3.0344 | 1.0926 | 1.4652 | 1.1013 | 4.4932 | 1.4183 | 1.853 | 1.2168 | 1.102 | 1.8811 | 1.1586 | 1.5967 | 2.5811 | 2.4086 | 2.2716 | 1.6352 | 1.736 | 2.6525 | 1.4155 | 2.1343 | 1.0755 | 1.3849 | 1.1074 | 1.8828 | 1.5207 | 1.1516 | 1.9776 | 2.8403 | 2.4784 | 3.446 | 1.4252 | 1.3468 | 1.9156 | 1.6274 | 1.6175 | 3.4462 | 1.9421 | 2.2511 | 1.0913 | 0.98676 | 1.7055 | 1.0269 | 1.4011 | 2.3093 | 2.0925 | 1.9895 | 1.4213 | 1.5254 | 2.3103 | 1.2486 | 1.879 | 0.966 | 1.2315 | 0.97844 | 1.6596 | 1.3416 | 1.0478 | 1.7511 | 2.4889 | 2.1672 | 2.971 | 1.2591 | 1.1923 | 1.6559 | 1.4387 | 1.4555 | 2.9712 | 1.7169 | 1.9456 | 0.95959 | 0.86689 | 1.4867 | 0.9039 | 1.2034 | 2.0093 | 1.8145 | 1.7238 | 1.2447 | 1.3289 | 2.0005 | 1.0864 | 1.6297 | 0.85571 | 1.0971 | 0.85422 | 1.442 | 1.1757 | 0.93695 | 1.5198 | 2.1546 | 1.8753 | 2.5316 | 1.1062 | 1.0458 | 1.4239 | 1.2727 | 1.291 | 2.5349 | 1.4954 | 1.6711 | 0.77949 | 0.70409 | 1.1978 | 0.73733 | 0.9468 | 1.6122 | 1.4497 | 1.3774 | 1.0102 | 1.0676 | 1.595 | 0.87261 | 1.3056 | 0.7026 | 0.91181 | 0.69267 | 1.1577 | 0.95134 | 0.78237 | 1.218 | 1.7227 | 1.4995 | 1.9818 | 0.90168 | 0.84861 | 1.1306 | 1.0466 | 1.0649 | 1.9838 | 1.2036 | 1.3289
563 | 0.55837 | 2.1243 | 0.67879 | 0.89141 | 0.50336 | 1.299 | 0.71227 | 0.8094 | 0.88935 | 3.0406 | 1.0959 | 1.4698 | 1.105 | 4.5018 | 1.4232 | 1.8595 | 1.2193 | 1.1043 | 1.885 | 1.161 | 1.6 | 2.5862 | 2.4136 | 2.2761 | 1.6385 | 1.7395 | 2.6581 | 1.4183 | 2.1387 | 1.0777 | 1.3877 | 1.1096 | 1.8867 | 1.5237 | 1.1539 | 1.9815 | 2.846 | 2.4833 | 3.4528 | 1.4281 | 1.3495 | 1.9195 | 1.6307 | 1.6208 | 3.4533 | 1.9459 | 2.2558 | 1.0935 | 0.9888 | 1.709 | 1.029 | 1.404 | 2.3138 | 2.0969 | 1.9935 | 1.4242 | 1.5284 | 2.3152 | 1.2511 | 1.883 | 0.96798 | 1.234 | 0.98041 | 1.663 | 1.3443 | 1.05 | 1.7545 | 2.494 | 2.1716 | 2.977 | 1.2617 | 1.1947 | 1.6593 | 1.4416 | 1.4584 | 2.9774 | 1.7203 | 1.9496 | 0.96155 | 0.86869 | 1.4897 | 0.90573 | 1.2059 | 2.0133 | 1.8183 | 1.7273 | 1.2473 | 1.3316 | 2.0047 | 1.0886 | 1.6331 | 0.85746 | 1.0993 | 0.85595 | 1.445 | 1.1781 | 0.93886 | 1.5228 | 2.159 | 1.8791 | 2.5367 | 1.1085 | 1.0479 | 1.4267 | 1.2752 | 1.2936 | 2.5402 | 1.4984 | 1.6746 | 0.78109 | 0.70556 | 1.2003 | 0.73883 | 0.9488 | 1.6154 | 1.4528 | 1.3802 | 1.0123 | 1.0697 | 1.5984 | 0.87437 | 1.3083 | 0.70404 | 0.91367 | 0.69408 | 1.1601 | 0.95324 | 0.78397 | 1.2204 | 1.7262 | 1.5025 | 1.9858 | 0.90352 | 0.85033 | 1.1329 | 1.0487 | 1.067 | 1.988 | 1.206 | 1.3317
564 | 0.56036 | 2.1285 | 0.68112 | 0.89448 | 0.50656 | 1.302 | 0.71562 | 0.8132 | 0.8918 | 3.0468 | 1.0991 | 1.4744 | 1.1086 | 4.5104 | 1.428 | 1.866 | 1.2218 | 1.1066 | 1.8888 | 1.1633 | 1.6033 | 2.5913 | 2.4186 | 2.2806 | 1.6418 | 1.7429 | 2.6637 | 1.4212 | 2.1432 | 1.0799 | 1.3905 | 1.1118 | 1.8905 | 1.5267 | 1.1563 | 1.9854 | 2.8517 | 2.4882 | 3.4596 | 1.431 | 1.3522 | 1.9234 | 1.6339 | 1.624 | 3.4603 | 1.9497 | 2.2604 | 1.0958 | 0.99084 | 1.7125 | 1.031 | 1.4069 | 2.3184 | 2.1012 | 1.9975 | 1.4271 | 1.5314 | 2.3201 | 1.2536 | 1.8869 | 0.96995 | 1.2365 | 0.98238 | 1.6664 | 1.347 | 1.0521 | 1.758 | 2.499 | 2.1759 | 2.9829 | 1.2643 | 1.1971 | 1.6626 | 1.4444 | 1.4613 | 2.9835 | 1.7236 | 1.9536 | 0.96351 | 0.87049 | 1.4928 | 0.90756 | 1.2084 | 2.0172 | 1.8221 | 1.7307 | 1.2498 | 1.3342 | 2.009 | 1.0908 | 1.6365 | 0.85921 | 1.1015 | 0.85767 | 1.448 | 1.1804 | 0.94077 | 1.5258 | 2.1633 | 1.8829 | 2.5417 | 1.1108 | 1.05 | 1.4296 | 1.2777 | 1.2962 | 2.5455 | 1.5013 | 1.678 | 0.78269 | 0.70702 | 1.2028 | 0.74033 | 0.9508 | 1.6186 | 1.4558 | 1.3829 | 1.0144 | 1.0718 | 1.6018 | 0.87614 | 1.311 | 0.70549 | 0.91553 | 0.69548 | 1.1625 | 0.95515 | 0.78556 | 1.2229 | 1.7297 | 1.5055 | 1.9898 | 0.90537 | 0.85204 | 1.1352 | 1.0508 | 1.0692 | 1.9921 | 1.2084 | 1.3345
565 | 0.56235 | 2.1326 | 0.68345 | 0.89755 | 0.50977 | 1.305 | 0.71896 | 0.817 | 0.89425 | 3.053 | 1.1023 | 1.479 | 1.1122 | 4.519 | 1.4329 | 1.8725 | 1.2243 | 1.1088 | 1.8927 | 1.1656 | 1.6067 | 2.5963 | 2.4236 | 2.2851 | 1.6452 | 1.7463 | 2.6693 | 1.424 | 2.1476 | 1.0821 | 1.3933 | 1.1141 | 1.8944 | 1.5297 | 1.1586 | 1.9893 | 2.8575 | 2.4932 | 3.4665 | 1.4339 | 1.3549 | 1.9272 | 1.6371 | 1.6273 | 3.4674 | 1.9535 | 2.2651 | 1.098 | 0.99288 | 1.716 | 1.0331 | 1.4098 | 2.323 | 2.1056 | 2.0014 | 1.43 | 1.5344 | 2.3249 | 1.2561 | 1.8908 | 0.97192 | 1.239 | 0.98435 | 1.6698 | 1.3496 | 1.0542 | 1.7615 | 2.504 | 2.1802 | 2.9888 | 1.2668 | 1.1995 | 1.666 | 1.4473 | 1.4643 | 2.9897 | 1.727 | 1.9577 | 0.96547 | 0.87228 | 1.4959 | 0.90939 | 1.211 | 2.0212 | 1.8259 | 1.7341 | 1.2524 | 1.3368 | 2.0132 | 1.0929 | 1.6399 | 0.86096 | 1.1037 | 0.8594 | 1.451 | 1.1828 | 0.94267 | 1.5288 | 2.1677 | 1.8866 | 2.5468 | 1.113 | 1.0521 | 1.4325 | 1.2803 | 1.2988 | 2.5508 | 1.5043 | 1.6815 | 0.78428 | 0.70849 | 1.2052 | 0.74183 | 0.9528 | 1.6218 | 1.4589 | 1.3857 | 1.0165 | 1.0739 | 1.6052 | 0.8779 | 1.3137 | 0.70693 | 0.91739 | 0.69689 | 1.1649 | 0.95705 | 0.78716 | 1.2253 | 1.7332 | 1.5085 | 1.9939 | 0.90721 | 0.85375 | 1.1375 | 1.0528 | 1.0714 | 1.9963 | 1.2108 | 1.3372
566 | 0.56434 | 2.1368 | 0.68578 | 0.90062 | 0.51297 | 1.308 | 0.7223 | 0.8208 | 0.8967 | 3.0592 | 1.1055 | 1.4836 | 1.1159 | 4.5276 | 1.4378 | 1.879 | 1.2267 | 1.1111 | 1.8965 | 1.168 | 1.61 | 2.6014 | 2.4286 | 2.2896 | 1.6485 | 1.7497 | 2.6748 | 1.4269 | 2.1521 | 1.0843 | 1.3961 | 1.1163 | 1.8983 | 1.5328 | 1.1609 | 1.9932 | 2.8632 | 2.4981 | 3.4733 | 1.4367 | 1.3576 | 1.9311 | 1.6403 | 1.6305 | 3.4745 | 1.9573 | 2.2697 | 1.1002 | 0.99491 | 1.7196 | 1.0352 | 1.4127 | 2.3275 | 2.11 | 2.0054 | 1.4329 | 1.5374 | 2.3298 | 1.2586 | 1.8947 | 0.97389 | 1.2415 | 0.98633 | 1.6732 | 1.3523 | 1.0564 | 1.7649 | 2.5091 | 2.1846 | 2.9948 | 1.2694 | 1.2019 | 1.6693 | 1.4501 | 1.4672 | 2.9958 | 1.7304 | 1.9617 | 0.96743 | 0.87408 | 1.4989 | 0.91123 | 1.2135 | 2.0252 | 1.8297 | 1.7376 | 1.2549 | 1.3394 | 2.0174 | 1.0951 | 1.6433 | 0.86271 | 1.106 | 0.86112 | 1.4539 | 1.1851 | 0.94458 | 1.5318 | 2.1721 | 1.8904 | 2.5519 | 1.1153 | 1.0542 | 1.4354 | 1.2828 | 1.3014 | 2.556 | 1.5072 | 1.685 | 0.78588 | 0.70995 | 1.2077 | 0.74333 | 0.9548 | 1.625 | 1.4619 | 1.3885 | 1.0185 | 1.076 | 1.6086 | 0.87967 | 1.3165 | 0.70837 | 0.91925 | 0.69829 | 1.1673 | 0.95895 | 0.78876 | 1.2277 | 1.7367 | 1.5115 | 1.9979 | 0.90905 | 0.85547 | 1.1398 | 1.0549 | 1.0735 | 2.0005 | 1.2131 | 1.34
567 | 0.56633 | 2.141 | 0.68811 | 0.90369 | 0.51617 | 1.311 | 0.72565 | 0.8246 | 0.89915 | 3.0654 | 1.1087 | 1.4882 | 1.1196 | 4.5362 | 1.4426 | 1.8855 | 1.2292 | 1.1134 | 1.9004 | 1.1703 | 1.6133 | 2.6065 | 2.4336 | 2.2941 | 1.6518 | 1.7531 | 2.6804 | 1.4297 | 2.1565 | 1.0865 | 1.3989 | 1.1185 | 1.9021 | 1.5358 | 1.1633 | 1.9972 | 2.8689 | 2.5031 | 3.4801 | 1.4396 | 1.3603 | 1.9349 | 1.6435 | 1.6337 | 3.4816 | 1.9611 | 2.2743 | 1.1024 | 0.99695 | 1.7231 | 1.0373 | 1.4156 | 2.3321 | 2.1143 | 2.0094 | 1.4358 | 1.5404 | 2.3347 | 1.2611 | 1.8986 | 0.97586 | 1.244 | 0.9883 | 1.6766 | 1.355 | 1.0585 | 1.7684 | 2.5141 | 2.1889 | 3.0007 | 1.2719 | 1.2043 | 1.6727 | 1.453 | 1.4701 | 3.002 | 1.7338 | 1.9657 | 0.96938 | 0.87587 | 1.502 | 0.91306 | 1.216 | 2.0291 | 1.8335 | 1.741 | 1.2575 | 1.342 | 2.0217 | 1.0973 | 1.6467 | 0.86446 | 1.1082 | 0.86285 | 1.4569 | 1.1875 | 0.94649 | 1.5349 | 2.1764 | 1.8941 | 2.557 | 1.1175 | 1.0563 | 1.4383 | 1.2853 | 1.304 | 2.5613 | 1.5102 | 1.6884 | 0.78747 | 0.71142 | 1.2102 | 0.74483 | 0.95679 | 1.6282 | 1.465 | 1.3912 | 1.0206 | 1.0781 | 1.612 | 0.88143 | 1.3192 | 0.70981 | 0.92111 | 0.6997 | 1.1697 | 0.96086 | 0.79035 | 1.2302 | 1.7402 | 1.5145 | 2.0019 | 0.91089 | 0.85718 | 1.1421 | 1.057 | 1.0757 | 2.0047 | 1.2155 | 1.3428
568 | 0.56832 | 2.1451 | 0.69044 | 0.90676 | 0.51938 | 1.314 | 0.72899 | 0.8284 | 0.9016 | 3.0716 | 1.112 | 1.4928 | 1.1232 | 4.5448 | 1.4475 | 1.892 | 1.2317 | 1.1157 | 1.9042 | 1.1727 | 1.6166 | 2.6116 | 2.4386 | 2.2987 | 1.6551 | 1.7565 | 2.686 | 1.4325 | 2.161 | 1.0887 | 1.4017 | 1.1207 | 1.906 | 1.5388 | 1.1656 | 2.0011 | 2.8746 | 2.508 | 3.487 | 1.4425 | 1.363 | 1.9388 | 1.6468 | 1.637 | 3.4886 | 1.9649 | 2.279 | 1.1047 | 0.99899 | 1.7266 | 1.0394 | 1.4186 | 2.3366 | 2.1187 | 2.0133 | 1.4387 | 1.5434 | 2.3396 | 1.2637 | 1.9026 | 0.97783 | 1.2465 | 0.99027 | 1.68 | 1.3576 | 1.0606 | 1.7719 | 2.5191 | 2.1932 | 3.0066 | 1.2745 | 1.2067 | 1.676 | 1.4558 | 1.473 | 3.0081 | 1.7371 | 1.9698 | 0.97134 | 0.87767 | 1.5051 | 0.91489 | 1.2185 | 2.0331 | 1.8373 | 1.7445 | 1.26 | 1.3446 | 2.0259 | 1.0995 | 1.6501 | 0.86621 | 1.1104 | 0.86457 | 1.4599 | 1.1898 | 0.94839 | 1.5379 | 2.1808 | 1.8979 | 2.5621 | 1.1198 | 1.0584 | 1.4412 | 1.2879 | 1.3066 | 2.5666 | 1.5131 | 1.6919 | 0.78907 | 0.71289 | 1.2127 | 0.74632 | 0.95879 | 1.6314 | 1.468 | 1.394 | 1.0227 | 1.0802 | 1.6154 | 0.8832 | 1.3219 | 0.71125 | 0.92297 | 0.7011 | 1.1721 | 0.96276 | 0.79195 | 1.2326 | 1.7437 | 1.5176 | 2.0059 | 0.91273 | 0.85889 | 1.1444 | 1.0591 | 1.0778 | 2.0088 | 1.2179 | 1.3455
569 | 0.57031 | 2.1493 | 0.69277 | 0.90983 | 0.52258 | 1.317 | 0.73234 | 0.8322 | 0.90405 | 3.0778 | 1.1152 | 1.4974 | 1.1268 | 4.5534 | 1.4523 | 1.8985 | 1.2342 | 1.1179 | 1.9081 | 1.175 | 1.6199 | 2.6166 | 2.4436 | 2.3032 | 1.6585 | 1.7599 | 2.6916 | 1.4354 | 2.1654 | 1.0908 | 1.4045 | 1.123 | 1.9099 | 1.5418 | 1.1679 | 2.005 | 2.8804 | 2.5129 | 3.4938 | 1.4454 | 1.3657 | 1.9426 | 1.65 | 1.6402 | 3.4957 | 1.9687 | 2.2836 | 1.1069 | 1.001 | 1.7301 | 1.0414 | 1.4215 | 2.3412 | 2.123 | 2.0173 | 1.4416 | 1.5464 | 2.3445 | 1.2662 | 1.9065 | 0.97981 | 1.249 | 0.99224 | 1.6834 | 1.3603 | 1.0627 | 1.7753 | 2.5241 | 2.1976 | 3.0125 | 1.277 | 1.2091 | 1.6793 | 1.4587 | 1.4759 | 3.0143 | 1.7405 | 1.9738 | 0.9733 | 0.87946 | 1.5081 | 0.91672 | 1.221 | 2.0371 | 1.8411 | 1.7479 | 1.2626 | 1.3473 | 2.0302 | 1.1017 | 1.6535 | 0.86796 | 1.1126 | 0.8663 | 1.4629 | 1.1921 | 0.9503 | 1.5409 | 2.1852 | 1.9016 | 2.5671 | 1.122 | 1.0605 | 1.444 | 1.2904 | 1.3092 | 2.5719 | 1.5161 | 1.6954 | 0.79066 | 0.71435 | 1.2152 | 0.74782 | 0.96079 | 1.6346 | 1.4711 | 1.3967 | 1.0248 | 1.0823 | 1.6188 | 0.88496 | 1.3247 | 0.7127 | 0.92483 | 0.70251 | 1.1745 | 0.96466 | 0.79355 | 1.235 | 1.7472 | 1.5206 | 2.0099 | 0.91457 | 0.86061 | 1.1467 | 1.0612 | 1.08 | 2.013 | 1.2203 | 1.3483
570 | 0.5723 | 2.1535 | 0.6951 | 0.9129 | 0.52578 | 1.32 | 0.73568 | 0.836 | 0.9065 | 3.084 | 1.1184 | 1.502 | 1.1305 | 4.562 | 1.4572 | 1.905 | 1.2367 | 1.1202 | 1.9119 | 1.1774 | 1.6233 | 2.6217 | 2.4486 | 2.3077 | 1.6618 | 1.7633 | 2.6972 | 1.4382 | 2.1699 | 1.093 | 1.4073 | 1.1252 | 1.9137 | 1.5448 | 1.1703 | 2.0089 | 2.8861 | 2.5179 | 3.5006 | 1.4483 | 1.3684 | 1.9465 | 1.6532 | 1.6435 | 3.5028 | 1.9725 | 2.2883 | 1.1091 | 1.0031 | 1.7336 | 1.0435 | 1.4244 | 2.3457 | 2.1274 | 2.0213 | 1.4445 | 1.5494 | 2.3494 | 1.2687 | 1.9104 | 0.98178 | 1.2515 | 0.99421 | 1.6869 | 1.363 | 1.0649 | 1.7788 | 2.5292 | 2.2019 | 3.0185 | 1.2796 | 1.2115 | 1.6827 | 1.4615 | 1.4789 | 3.0204 | 1.7439 | 1.9778 | 0.97526 | 0.88126 | 1.5112 | 0.91856 | 1.2236 | 2.0411 | 1.8449 | 1.7513 | 1.2651 | 1.3499 | 2.0344 | 1.1039 | 1.6569 | 0.86971 | 1.1149 | 0.86803 | 1.4658 | 1.1945 | 0.9522 | 1.5439 | 2.1895 | 1.9054 | 2.5722 | 1.1243 | 1.0626 | 1.4469 | 1.2929 | 1.3118 | 2.5772 | 1.519 | 1.6988 | 0.79226 | 0.71582 | 1.2177 | 0.74932 | 0.96279 | 1.6378 | 1.4741 | 1.3995 | 1.0269 | 1.0845 | 1.6222 | 0.88672 | 1.3274 | 0.71414 | 0.92669 | 0.70391 | 1.1769 | 0.96657 | 0.79515 | 1.2374 | 1.7507 | 1.5236 | 2.0139 | 0.91642 | 0.86232 | 1.149 | 1.0633 | 1.0821 | 2.0172 | 1.2227 | 1.351
571 | 0.57429 | 2.1577 | 0.69743 | 0.91597 | 0.52898 | 1.323 | 0.73902 | 0.8398 | 0.90895 | 3.0902 | 1.1216 | 1.5066 | 1.1341 | 4.5706 | 1.4621 | 1.9115 | 1.2391 | 1.1225 | 1.9158 | 1.1797 | 1.6266 | 2.6268 | 2.4536 | 2.3122 | 1.6651 | 1.7667 | 2.7028 | 1.441 | 2.1743 | 1.0952 | 1.4101 | 1.1274 | 1.9176 | 1.5478 | 1.1726 | 2.0128 | 2.8918 | 2.5228 | 3.5075 | 1.4512 | 1.3711 | 1.9504 | 1.6564 | 1.6467 | 3.5099 | 1.9763 | 2.2929 | 1.1113 | 1.0051 | 1.7371 | 1.0456 | 1.4273 | 2.3503 | 2.1318 | 2.0252 | 1.4474 | 1.5524 | 2.3542 | 1.2712 | 1.9143 | 0.98375 | 1.254 | 0.99618 | 1.6903 | 1.3656 | 1.067 | 1.7823 | 2.5342 | 2.2062 | 3.0244 | 1.2822 | 1.2139 | 1.686 | 1.4644 | 1.4818 | 3.0265 | 1.7473 | 1.9818 | 0.97722 | 0.88306 | 1.5143 | 0.92039 | 1.2261 | 2.045 | 1.8487 | 1.7548 | 1.2677 | 1.3525 | 2.0387 | 1.1061 | 1.6603 | 0.87146 | 1.1171 | 0.86975 | 1.4688 | 1.1968 | 0.95411 | 1.5469 | 2.1939 | 1.9092 | 2.5773 | 1.1265 | 1.0647 | 1.4498 | 1.2954 | 1.3144 | 2.5824 | 1.522 | 1.7023 | 0.79386 | 0.71728 | 1.2201 | 0.75082 | 0.96479 | 1.641 | 1.4772 | 1.4023 | 1.0289 | 1.0866 | 1.6256 | 0.88849 | 1.3301 | 0.71558 | 0.92854 | 0.70532 | 1.1793 | 0.96847 | 0.79674 | 1.2399 | 1.7542 | 1.5266 | 2.0179 | 0.91826 | 0.86404 | 1.1513 | 1.0654 | 1.0843 | 2.0214 | 1.2251 | 1.3538
572 | 0.57628 | 2.1618 | 0.69976 | 0.91904 | 0.53219 | 1.326 | 0.74237 | 0.8436 | 0.9114 | 3.0964 | 1.1248 | 1.5112 | 1.1378 | 4.5792 | 1.4669 | 1.918 | 1.2416 | 1.1248 | 1.9196 | 1.1821 | 1.6299 | 2.6319 | 2.4586 | 2.3167 | 1.6684 | 1.7701 | 2.7084 | 1.4439 | 2.1788 | 1.0974 | 1.4129 | 1.1296 | 1.9215 | 1.5508 | 1.1749 | 2.0167 | 2.8975 | 2.5277 | 3.5143 | 1.454 | 1.3738 | 1.9542 | 1.6596 | 1.6499 | 3.5169 | 1.9801 | 2.2976 | 1.1135 | 1.0071 | 1.7406 | 1.0477 | 1.4302 | 2.3548 | 2.1361 | 2.0292 | 1.4503 | 1.5554 | 2.3591 | 1.2737 | 1.9182 | 0.98572 | 1.2564 | 0.99815 | 1.6937 | 1.3683 | 1.0691 | 1.7857 | 2.5392 | 2.2106 | 3.0303 | 1.2847 | 1.2163 | 1.6894 | 1.4672 | 1.4847 | 3.0327 | 1.7506 | 1.9859 | 0.97917 | 0.88485 | 1.5173 | 0.92222 | 1.2286 | 2.049 | 1.8525 | 1.7582 | 1.2702 | 1.3551 | 2.0429 | 1.1083 | 1.6637 | 0.87321 | 1.1193 | 0.87148 | 1.4718 | 1.1992 | 0.95602 | 1.55 | 2.1983 | 1.9129 | 2.5824 | 1.1288 | 1.0668 | 1.4527 | 1.298 | 1.317 | 2.5877 | 1.5249 | 1.7058 | 0.79545 | 0.71875 | 1.2226 | 0.75232 | 0.96678 | 1.6442 | 1.4802 | 1.405 | 1.031 | 1.0887 | 1.629 | 0.89025 | 1.3329 | 0.71702 | 0.9304 | 0.70672 | 1.1817 | 0.97037 | 0.79834 | 1.2423 | 1.7577 | 1.5296 | 2.0219 | 0.9201 | 0.86575 | 1.1536 | 1.0674 | 1.0864 | 2.0255 | 1.2275 | 1.3566
573 | 0.57827 | 2.166 | 0.70209 | 0.92211 | 0.53539 | 1.329 | 0.74571 | 0.8474 | 0.91385 | 3.1026 | 1.1281 | 1.5158 | 1.1415 | 4.5878 | 1.4718 | 1.9245 | 1.2441 | 1.127 | 1.9235 | 1.1844 | 1.6332 | 2.6369 | 2.4636 | 2.3212 | 1.6717 | 1.7735 | 2.7139 | 1.4467 | 2.1832 | 1.0996 | 1.4157 | 1.1319 | 1.9253 | 1.5538 | 1.1773 | 2.0206 | 2.9033 | 2.5327 | 3.5211 | 1.4569 | 1.3765 | 1.9581 | 1.6629 | 1.6532 | 3.524 | 1.9839 | 2.3022 | 1.1158 | 1.0092 | 1.7441 | 1.0498 | 1.4331 | 2.3594 | 2.1405 | 2.0332 | 1.4532 | 1.5584 | 2.364 | 1.2762 | 1.9221 | 0.98769 | 1.2589 | 1.0001 | 1.6971 | 1.371 | 1.0712 | 1.7892 | 2.5443 | 2.2149 | 3.0363 | 1.2873 | 1.2187 | 1.6927 | 1.4701 | 1.4876 | 3.0388 | 1.754 | 1.9899 | 0.98113 | 0.88665 | 1.5204 | 0.92405 | 1.2311 | 2.053 | 1.8563 | 1.7617 | 1.2728 | 1.3577 | 2.0471 | 1.1104 | 1.6671 | 0.87496 | 1.1216 | 0.8732 | 1.4748 | 1.2015 | 0.95792 | 1.553 | 2.2026 | 1.9167 | 2.5875 | 1.131 | 1.0689 | 1.4556 | 1.3005 | 1.3196 | 2.593 | 1.5279 | 1.7092 | 0.79705 | 0.72022 | 1.2251 | 0.75381 | 0.96878 | 1.6474 | 1.4833 | 1.4078 | 1.0331 | 1.0908 | 1.6324 | 0.89202 | 1.3356 | 0.71846 | 0.93226 | 0.70813 | 1.1841 | 0.97228 | 0.79994 | 1.2447 | 1.7612 | 1.5326 | 2.0259 | 0.92194 | 0.86746 | 1.1559 | 1.0695 | 1.0886 | 2.0297 | 1.2299 | 1.3593
574 | 0.58026 | 2.1702 | 0.70442 | 0.92518 | 0.53859 | 1.332 | 0.74906 | 0.8512 | 0.9163 | 3.1088 | 1.1313 | 1.5204 | 1.1451 | 4.5964 | 1.4766 | 1.931 | 1.2466 | 1.1293 | 1.9273 | 1.1868 | 1.6365 | 2.642 | 2.4686 | 2.3258 | 1.6751 | 1.7769 | 2.7195 | 1.4496 | 2.1877 | 1.1018 | 1.4185 | 1.1341 | 1.9292 | 1.5568 | 1.1796 | 2.0245 | 2.909 | 2.5376 | 3.528 | 1.4598 | 1.3792 | 1.9619 | 1.6661 | 1.6564 | 3.5311 | 1.9877 | 2.3069 | 1.118 | 1.0112 | 1.7476 | 1.0518 | 1.4361 | 2.3639 | 2.1448 | 2.0371 | 1.4561 | 1.5614 | 2.3689 | 1.2787 | 1.9261 | 0.98967 | 1.2614 | 1.0021 | 1.7005 | 1.3736 | 1.0734 | 1.7927 | 2.5493 | 2.2192 | 3.0422 | 1.2898 | 1.2211 | 1.6961 | 1.4729 | 1.4906 | 3.045 | 1.7574 | 1.9939 | 0.98309 | 0.88844 | 1.5235 | 0.92589 | 1.2336 | 2.0569 | 1.86 | 1.7651 | 1.2753 | 1.3603 | 2.0514 | 1.1126 | 1.6705 | 0.87671 | 1.1238 | 0.87493 | 1.4777 | 1.2038 | 0.95983 | 1.556 | 2.207 | 1.9204 | 2.5925 | 1.1333 | 1.071 | 1.4585 | 1.303 | 1.3222 | 2.5983 | 1.5308 | 1.7127 | 0.79864 | 0.72168 | 1.2276 | 0.75531 | 0.97078 | 1.6506 | 1.4864 | 1.4106 | 1.0352 | 1.0929 | 1.6358 | 0.89378 | 1.3383 | 0.71991 | 0.93412 | 0.70953 | 1.1865 | 0.97418 | 0.80154 | 1.2472 | 1.7647 | 1.5357 | 2.0299 | 0.92378 | 0.86918 | 1.1582 | 1.0716 | 1.0908 | 2.0339 | 1.2323 | 1.3621
575 | 0.58225 | 2.1743 | 0.70675 | 0.92825 | 0.5418 | 1.335 | 0.7524 | 0.855 | 0.91875 | 3.115 | 1.1345 | 1.525 | 1.1487 | 4.605 | 1.4815 | 1.9375 | 1.249 | 1.1316 | 1.9312 | 1.1891 | 1.6398 | 2.6471 | 2.4736 | 2.3303 | 1.6784 | 1.7803 | 2.7251 | 1.4524 | 2.1921 | 1.104 | 1.4213 | 1.1363 | 1.9331 | 1.5599 | 1.1819 | 2.0284 | 2.9147 | 2.5426 | 3.5348 | 1.4627 | 1.3819 | 1.9658 | 1.6693 | 1.6597 | 3.5382 | 1.9915 | 2.3115 | 1.1202 | 1.0133 | 1.7511 | 1.0539 | 1.439 | 2.3685 | 2.1492 | 2.0411 | 1.459 | 1.5644 | 2.3738 | 1.2812 | 1.93 | 0.99164 | 1.2639 | 1.0041 | 1.7039 | 1.3763 | 1.0755 | 1.7961 | 2.5543 | 2.2236 | 3.0481 | 1.2924 | 1.2235 | 1.6994 | 1.4758 | 1.4935 | 3.0511 | 1.7608 | 1.998 | 0.98505 | 0.89024 | 1.5265 | 0.92772 | 1.2362 | 2.0609 | 1.8638 | 1.7686 | 1.2779 | 1.363 | 2.0556 | 1.1148 | 1.6739 | 0.87846 | 1.126 | 0.87666 | 1.4807 | 1.2062 | 0.96174 | 1.559 | 2.2114 | 1.9242 | 2.5976 | 1.1355 | 1.0731 | 1.4613 | 1.3055 | 1.3248 | 2.6036 | 1.5338 | 1.7162 | 0.80024 | 0.72315 | 1.2301 | 0.75681 | 0.97278 | 1.6538 | 1.4894 | 1.4133 | 1.0373 | 1.095 | 1.6392 | 0.89555 | 1.3411 | 0.72135 | 0.93598 | 0.71094 | 1.1889 | 0.97608 | 0.80313 | 1.2496 | 1.7682 | 1.5387 | 2.0339 | 0.92562 | 0.87089 | 1.1605 | 1.0737 | 1.0929 | 2.038 | 1.2346 | 1.3649
576 | 0.58424 | 2.1785 | 0.70908 | 0.93132 | 0.545 | 1.338 | 0.75574 | 0.8588 | 0.9212 | 3.1212 | 1.1377 | 1.5296 | 1.1524 | 4.6136 | 1.4864 | 1.944 | 1.2515 | 1.1339 | 1.935 | 1.1914 | 1.6432 | 2.6521 | 2.4786 | 2.3348 | 1.6817 | 1.7837 | 2.7307 | 1.4552 | 2.1966 | 1.1062 | 1.424 | 1.1385 | 1.9369 | 1.5629 | 1.1843 | 2.0323 | 2.9204 | 2.5475 | 3.5416 | 1.4656 | 1.3846 | 1.9697 | 1.6725 | 1.6629 | 3.5452 | 1.9953 | 2.3161 | 1.1224 | 1.0153 | 1.7546 | 1.056 | 1.4419 | 2.373 | 2.1536 | 2.0451 | 1.4619 | 1.5674 | 2.3786 | 1.2837 | 1.9339 | 0.99361 | 1.2664 | 1.006 | 1.7073 | 1.379 | 1.0776 | 1.7996 | 2.5593 | 2.2279 | 3.054 | 1.2949 | 1.2259 | 1.7027 | 1.4787 | 1.4964 | 3.0573 | 1.7641 | 2.002 | 0.98701 | 0.89203 | 1.5296 | 0.92955 | 1.2387 | 2.0649 | 1.8676 | 1.772 | 1.2804 | 1.3656 | 2.0599 | 1.117 | 1.6773 | 0.88021 | 1.1282 | 0.87838 | 1.4837 | 1.2085 | 0.96364 | 1.562 | 2.2157 | 1.9279 | 2.6027 | 1.1378 | 1.0752 | 1.4642 | 1.3081 | 1.3274 | 2.6088 | 1.5367 | 1.7196 | 0.80184 | 0.72461 | 1.2326 | 0.75831 | 0.97478 | 1.657 | 1.4925 | 1.4161 | 1.0393 | 1.0971 | 1.6426 | 0.89731 | 1.3438 | 0.72279 | 0.93784 | 0.71234 | 1.1913 | 0.97799 | 0.80473 | 1.252 | 1.7717 | 1.5417 | 2.0379 | 0.92747 | 0.8726 | 1.1628 | 1.0758 | 1.0951 | 2.0422 | 1.237 | 1.3676
577 | 0.58623 | 2.1827 | 0.71141 | 0.93439 | 0.5482 | 1.341 | 0.75909 | 0.8626 | 0.92365 | 3.1274 | 1.1409 | 1.5342 | 1.1561 | 4.6222 | 1.4912 | 1.9505 | 1.254 | 1.1361 | 1.9389 | 1.1938 | 1.6465 | 2.6572 | 2.4836 | 2.3393 | 1.685 | 1.7871 | 2.7363 | 1.4581 | 2.201 | 1.1084 | 1.4268 | 1.1408 | 1.9408 | 1.5659 | 1.1866 | 2.0362 | 2.9262 | 2.5524 | 3.5485 | 1.4684 | 1.3873 | 1.9735 | 1.6757 | 1.6661 | 3.5523 | 1.9991 | 2.3208 | 1.1247 | 1.0173 | 1.7581 | 1.0581 | 1.4448 | 2.3776 | 2.1579 | 2.049 | 1.4648 | 1.5704 | 2.3835 | 1.2862 | 1.9378 | 0.99558 | 1.2689 | 1.008 | 1.7108 | 1.3816 | 1.0797 | 1.8031 | 2.5644 | 2.2322 | 3.06 | 1.2975 | 1.2283 | 1.7061 | 1.4815 | 1.4993 | 3.0634 | 1.7675 | 2.006 | 0.98897 | 0.89383 | 1.5327 | 0.93138 | 1.2412 | 2.0688 | 1.8714 | 1.7754 | 1.2829 | 1.3682 | 2.0641 | 1.1192 | 1.6807 | 0.88196 | 1.1305 | 0.88011 | 1.4867 | 1.2109 | 0.96555 | 1.565 | 2.2201 | 1.9317 | 2.6078 | 1.14 | 1.0773 | 1.4671 | 1.3106 | 1.33 | 2.6141 | 1.5397 | 1.7231 | 0.80343 | 0.72608 | 1.2351 | 0.75981 | 0.97678 | 1.6602 | 1.4955 | 1.4188 | 1.0414 | 1.0992 | 1.646 | 0.89908 | 1.3465 | 0.72423 | 0.9397 | 0.71375 | 1.1937 | 0.97989 | 0.80633 | 1.2544 | 1.7752 | 1.5447 | 2.0419 | 0.92931 | 0.87432 | 1.1651 | 1.0779 | 1.0972 | 2.0464 | 1.2394 | 1.3704
578 | 0.58822 | 2.1869 | 0.71374 | 0.93746 | 0.55141 | 1.344 | 0.76243 | 0.8664 | 0.9261 | 3.1336 | 1.1442 | 1.5388 | 1.1597 | 4.6308 | 1.4961 | 1.957 | 1.2565 | 1.1384 | 1.9427 | 1.1961 | 1.6498 | 2.6623 | 2.4886 | 2.3438 | 1.6884 | 1.7905 | 2.7419 | 1.4609 | 2.2055 | 1.1106 | 1.4296 | 1.143 | 1.9447 | 1.5689 | 1.1889 | 2.0401 | 2.9319 | 2.5574 | 3.5553 | 1.4713 | 1.3901 | 1.9774 | 1.679 | 1.6694 | 3.5594 | 2.0029 | 2.3254 | 1.1269 | 1.0194 | 1.7616 | 1.0602 | 1.4477 | 2.3821 | 2.1623 | 2.053 | 1.4677 | 1.5734 | 2.3884 | 1.2887 | 1.9417 | 0.99755 | 1.2714 | 1.01 | 1.7142 | 1.3843 | 1.0819 | 1.8065 | 2.5694 | 2.2366 | 3.0659 | 1.3 | 1.2307 | 1.7094 | 1.4844 | 1.5022 | 3.0696 | 1.7709 | 2.01 | 0.99092 | 0.89563 | 1.5357 | 0.93322 | 1.2437 | 2.0728 | 1.8752 | 1.7789 | 1.2855 | 1.3708 | 2.0683 | 1.1214 | 1.6841 | 0.88371 | 1.1327 | 0.88183 | 1.4896 | 1.2132 | 0.96746 | 1.5681 | 2.2244 | 1.9355 | 2.6129 | 1.1423 | 1.0794 | 1.47 | 1.3131 | 1.3326 | 2.6194 | 1.5426 | 1.7266 | 0.80503 | 0.72755 | 1.2375 | 0.76131 | 0.97877 | 1.6634 | 1.4986 | 1.4216 | 1.0435 | 1.1013 | 1.6494 | 0.90084 | 1.3493 | 0.72567 | 0.94156 | 0.71515 | 1.1961 | 0.98179 | 0.80793 | 1.2569 | 1.7787 | 1.5477 | 2.046 | 0.93115 | 0.87603 | 1.1674 | 1.0799 | 1.0994 | 2.0506 | 1.2418 | 1.3731
579 | 0.59021 | 2.191 | 0.71607 | 0.94053 | 0.55461 | 1.347 | 0.76578 | 0.8702 | 0.92855 | 3.1398 | 1.1474 | 1.5434 | 1.1633 | 4.6394 | 1.5009 | 1.9635 | 1.259 | 1.1407 | 1.9466 | 1.1985 | 1.6531 | 2.6674 | 2.4936 | 2.3483 | 1.6917 | 1.7939 | 2.7475 | 1.4637 | 2.2099 | 1.1128 | 1.4324 | 1.1452 | 1.9485 | 1.5719 | 1.1913 | 2.044 | 2.9376 | 2.5623 | 3.5621 | 1.4742 | 1.3928 | 1.9812 | 1.6822 | 1.6726 | 3.5665 | 2.0067 | 2.3301 | 1.1291 | 1.0214 | 1.7651 | 1.0622 | 1.4507 | 2.3867 | 2.1666 | 2.0569 | 1.4706 | 1.5764 | 2.3933 | 1.2912 | 1.9457 | 0.99952 | 1.2739 | 1.0119 | 1.7176 | 1.387 | 1.084 | 1.81 | 2.5744 | 2.2409 | 3.0718 | 1.3026 | 1.2331 | 1.7128 | 1.4872 | 1.5052 | 3.0757 | 1.7743 | 2.0141 | 0.99288 | 0.89742 | 1.5388 | 0.93505 | 1.2462 | 2.0768 | 1.879 | 1.7823 | 1.288 | 1.3734 | 2.0726 | 1.1236 | 1.6875 | 0.88545 | 1.1349 | 0.88356 | 1.4926 | 1.2156 | 0.96936 | 1.5711 | 2.2288 | 1.9392 | 2.6179 | 1.1445 | 1.0815 | 1.4729 | 1.3157 | 1.3352 | 2.6247 | 1.5456 | 1.73 | 0.80662 | 0.72901 | 1.24 | 0.7628 | 0.98077 | 1.6666 | 1.5016 | 1.4244 | 1.0456 | 1.1034 | 1.6528 | 0.90261 | 1.352 | 0.72712 | 0.94342 | 0.71656 | 1.1985 | 0.9837 | 0.80952 | 1.2593 | 1.7822 | 1.5507 | 2.05 | 0.93299 | 0.87774 | 1.1697 | 1.082 | 1.1015 | 2.0547 | 1.2442 | 1.3759
580 | 0.5922 | 2.1952 | 0.7184 | 0.9436 | 0.55781 | 1.35 | 0.76912 | 0.874 | 0.931 | 3.146 | 1.1506 | 1.548 | 1.167 | 4.648 | 1.5058 | 1.97 | 1.2614 | 1.1429 | 1.9504 | 1.2008 | 1.6564 | 2.6724 | 2.4986 | 2.3528 | 1.695 | 1.7973 | 2.753 | 1.4666 | 2.2144 | 1.115 | 1.4352 | 1.1474 | 1.9524 | 1.5749 | 1.1936 | 2.0479 | 2.9433 | 2.5672 | 3.569 | 1.4771 | 1.3955 | 1.9851 | 1.6854 | 1.6759 | 3.5735 | 2.0105 | 2.3347 | 1.1313 | 1.0234 | 1.7686 | 1.0643 | 1.4536 | 2.3912 | 2.171 | 2.0609 | 1.4735 | 1.5794 | 2.3982 | 1.2938 | 1.9496 | 1.0015 | 1.2764 | 1.0139 | 1.721 | 1.3896 | 1.0861 | 1.8135 | 2.5795 | 2.2452 | 3.0778 | 1.3052 | 1.2355 | 1.7161 | 1.4901 | 1.5081 | 3.0818 | 1.7776 | 2.0181 | 0.99484 | 0.89922 | 1.5419 | 0.93688 | 1.2488 | 2.0807 | 1.8828 | 1.7858 | 1.2906 | 1.3761 | 2.0768 | 1.1258 | 1.6909 | 0.8872 | 1.1371 | 0.88528 | 1.4956 | 1.2179 | 0.97127 | 1.5741 | 2.2332 | 1.943 | 2.623 | 1.1468 | 1.0836 | 1.4757 | 1.3182 | 1.3378 | 2.63 | 1.5485 | 1.7335 | 0.80822 | 0.73048 | 1.2425 | 0.7643 | 0.98277 | 1.6698 | 1.5047 | 1.4271 | 1.0477 | 1.1055 | 1.6562 | 0.90437 | 1.3547 | 0.72856 | 0.94528 | 0.71796 | 1.2009 | 0.9856 | 0.81112 | 1.2617 | 1.7858 | 1.5538 | 2.054 | 0.93483 | 0.87946 | 1.172 | 1.0841 | 1.1037 | 2.0589 | 1.2466 | 1.3787
581 | 0.59419 | 2.1994 | 0.72073 | 0.94667 | 0.56102 | 1.353 | 0.77246 | 0.8778 | 0.93345 | 3.1522 | 1.1538 | 1.5526 | 1.1706 | 4.6566 | 1.5107 | 1.9765 | 1.2639 | 1.1452 | 1.9543 | 1.2032 | 1.6598 | 2.6775 | 2.5036 | 2.3574 | 1.6983 | 1.8007 | 2.7586 | 1.4694 | 2.2188 | 1.1171 | 1.438 | 1.1497 | 1.9563 | 1.5779 | 1.1959 | 2.0518 | 2.949 | 2.5722 | 3.5758 | 1.48 | 1.3982 | 1.9889 | 1.6886 | 1.6791 | 3.5806 | 2.0143 | 2.3394 | 1.1336 | 1.0255 | 1.7721 | 1.0664 | 1.4565 | 2.3958 | 2.1754 | 2.0649 | 1.4764 | 1.5824 | 2.403 | 1.2963 | 1.9535 | 1.0035 | 1.2789 | 1.0159 | 1.7244 | 1.3923 | 1.0883 | 1.8169 | 2.5845 | 2.2495 | 3.0837 | 1.3077 | 1.2379 | 1.7195 | 1.4929 | 1.511 | 3.088 | 1.781 | 2.0221 | 0.9968 | 0.90101 | 1.5449 | 0.93871 | 1.2513 | 2.0847 | 1.8866 | 1.7892 | 1.2931 | 1.3787 | 2.0811 | 1.128 | 1.6943 | 0.88895 | 1.1394 | 0.88701 | 1.4986 | 1.2202 | 0.97318 | 1.5771 | 2.2375 | 1.9467 | 2.6281 | 1.149 | 1.0857 | 1.4786 | 1.3207 | 1.3404 | 2.6352 | 1.5515 | 1.737 | 0.80981 | 0.73194 | 1.245 | 0.7658 | 0.98477 | 1.673 | 1.5077 | 1.4299 | 1.0497 | 1.1077 | 1.6596 | 0.90614 | 1.3575 | 0.73 | 0.94714 | 0.71937 | 1.2033 | 0.9875 | 0.81272 | 1.2642 | 1.7893 | 1.5568 | 2.058 | 0.93667 | 0.88117 | 1.1743 | 1.0862 | 1.1058 | 2.0631 | 1.249 | 1.3814
582 | 0.59618 | 2.2035 | 0.72306 | 0.94974 | 0.56422 | 1.356 | 0.77581 | 0.8816 | 0.9359 | 3.1584 | 1.157 | 1.5572 | 1.1743 | 4.6652 | 1.5155 | 1.983 | 1.2664 | 1.1475 | 1.9581 | 1.2055 | 1.6631 | 2.6826 | 2.5086 | 2.3619 | 1.7017 | 1.8041 | 2.7642 | 1.4723 | 2.2233 | 1.1193 | 1.4408 | 1.1519 | 1.9601 | 1.5809 | 1.1983 | 2.0557 | 2.9548 | 2.5771 | 3.5826 | 1.4829 | 1.4009 | 1.9928 | 1.6918 | 1.6823 | 3.5877 | 2.0181 | 2.344 | 1.1358 | 1.0275 | 1.7756 | 1.0685 | 1.4594 | 2.4003 | 2.1797 | 2.0688 | 1.4793 | 1.5854 | 2.4079 | 1.2988 | 1.9574 | 1.0054 | 1.2814 | 1.0179 | 1.7278 | 1.395 | 1.0904 | 1.8204 | 2.5895 | 2.2539 | 3.0896 | 1.3103 | 1.2403 | 1.7228 | 1.4958 | 1.5139 | 3.0941 | 1.7844 | 2.0262 | 0.99876 | 0.90281 | 1.548 | 0.94055 | 1.2538 | 2.0887 | 1.8904 | 1.7926 | 1.2957 | 1.3813 | 2.0853 | 1.1301 | 1.6977 | 0.8907 | 1.1416 | 0.88874 | 1.5015 | 1.2226 | 0.97508 | 1.5801 | 2.2419 | 1.9505 | 2.6332 | 1.1513 | 1.0879 | 1.4815 | 1.3232 | 1.343 | 2.6405 | 1.5544 | 1.7404 | 0.81141 | 0.73341 | 1.2475 | 0.7673 | 0.98677 | 1.6762 | 1.5108 | 1.4326 | 1.0518 | 1.1098 | 1.663 | 0.9079 | 1.3602 | 0.73144 | 0.949 | 0.72077 | 1.2057 | 0.98941 | 0.81431 | 1.2666 | 1.7928 | 1.5598 | 2.062 | 0.93852 | 0.88289 | 1.1766 | 1.0883 | 1.108 | 2.0673 | 1.2514 | 1.3842
583 | 0.59817 | 2.2077 | 0.72539 | 0.95281 | 0.56742 | 1.359 | 0.77915 | 0.8854 | 0.93835 | 3.1646 | 1.1603 | 1.5618 | 1.178 | 4.6738 | 1.5204 | 1.9895 | 1.2689 | 1.1498 | 1.962 | 1.2079 | 1.6664 | 2.6876 | 2.5136 | 2.3664 | 1.705 | 1.8075 | 2.7698 | 1.4751 | 2.2277 | 1.1215 | 1.4436 | 1.1541 | 1.964 | 1.5839 | 1.2006 | 2.0597 | 2.9605 | 2.5821 | 3.5895 | 1.4857 | 1.4036 | 1.9967 | 1.6951 | 1.6856 | 3.5947 | 2.0219 | 2.3487 | 1.138 | 1.0296 | 1.7791 | 1.0706 | 1.4623 | 2.4049 | 2.1841 | 2.0728 | 1.4822 | 1.5884 | 2.4128 | 1.3013 | 1.9613 | 1.0074 | 1.2839 | 1.0198 | 1.7312 | 1.3976 | 1.0925 | 1.8239 | 2.5946 | 2.2582 | 3.0955 | 1.3128 | 1.2427 | 1.7262 | 1.4986 | 1.5169 | 3.1003 | 1.7878 | 2.0302 | 1.0007 | 0.90461 | 1.5511 | 0.94238 | 1.2563 | 2.0927 | 1.8942 | 1.7961 | 1.2982 | 1.3839 | 2.0896 | 1.1323 | 1.7011 | 0.89245 | 1.1438 | 0.89046 | 1.5045 | 1.2249 | 0.97699 | 1.5832 | 2.2463 | 1.9543 | 2.6383 | 1.1535 | 1.09 | 1.4844 | 1.3258 | 1.3456 | 2.6458 | 1.5574 | 1.7439 | 0.81301 | 0.73488 | 1.25 | 0.7688 | 0.98876 | 1.6794 | 1.5138 | 1.4354 | 1.0539 | 1.1119 | 1.6664 | 0.90967 | 1.3629 | 0.73288 | 0.95086 | 0.72218 | 1.2081 | 0.99131 | 0.81591 | 1.269 | 1.7963 | 1.5628 | 2.066 | 0.94036 | 0.8846 | 1.1789 | 1.0904 | 1.1102 | 2.0714 | 1.2537 | 1.387
584 | 0.60016 | 2.2119 | 0.72772 | 0.95588 | 0.57063 | 1.362 | 0.7825 | 0.8892 | 0.9408 | 3.1708 | 1.1635 | 1.5664 | 1.1816 | 4.6824 | 1.5252 | 1.996 | 1.2714 | 1.152 | 1.9658 | 1.2102 | 1.6697 | 2.6927 | 2.5186 | 2.3709 | 1.7083 | 1.8109 | 2.7754 | 1.4779 | 2.2322 | 1.1237 | 1.4464 | 1.1563 | 1.9679 | 1.587 | 1.2029 | 2.0636 | 2.9662 | 2.587 | 3.5963 | 1.4886 | 1.4063 | 2.0005 | 1.6983 | 1.6888 | 3.6018 | 2.0257 | 2.3533 | 1.1402 | 1.0316 | 1.7826 | 1.0727 | 1.4652 | 2.4094 | 2.1884 | 2.0768 | 1.4851 | 1.5914 | 2.4177 | 1.3038 | 1.9652 | 1.0094 | 1.2863 | 1.0218 | 1.7347 | 1.4003 | 1.0946 | 1.8273 | 2.5996 | 2.2625 | 3.1015 | 1.3154 | 1.2451 | 1.7295 | 1.5015 | 1.5198 | 3.1064 | 1.7911 | 2.0342 | 1.0027 | 0.9064 | 1.5541 | 0.94421 | 1.2588 | 2.0966 | 1.898 | 1.7995 | 1.3008 | 1.3865 | 2.0938 | 1.1345 | 1.7045 | 0.8942 | 1.146 | 0.89219 | 1.5075 | 1.2273 | 0.9789 | 1.5862 | 2.2506 | 1.958 | 2.6433 | 1.1558 | 1.0921 | 1.4873 | 1.3283 | 1.3482 | 2.6511 | 1.5603 | 1.7474 | 0.8146 | 0.73634 | 1.2524 | 0.7703 | 0.99076 | 1.6826 | 1.5169 | 1.4382 | 1.056 | 1.114 | 1.6698 | 0.91143 | 1.3657 | 0.73433 | 0.95272 | 0.72358 | 1.2105 | 0.99321 | 0.81751 | 1.2715 | 1.7998 | 1.5658 | 2.07 | 0.9422 | 0.88631 | 1.1812 | 1.0924 | 1.1123 | 2.0756 | 1.2561 | 1.3897
585 | 0.60215 | 2.2161 | 0.73005 | 0.95895 | 0.57383 | 1.365 | 0.78584 | 0.893 | 0.94325 | 3.177 | 1.1667 | 1.571 | 1.1852 | 4.691 | 1.5301 | 2.0025 | 1.2738 | 1.1543 | 1.9697 | 1.2126 | 1.673 | 2.6978 | 2.5236 | 2.3754 | 1.7116 | 1.8143 | 2.781 | 1.4808 | 2.2366 | 1.1259 | 1.4492 | 1.1586 | 1.9717 | 1.59 | 1.2053 | 2.0675 | 2.9719 | 2.5919 | 3.6032 | 1.4915 | 1.409 | 2.0044 | 1.7015 | 1.6921 | 3.6089 | 2.0295 | 2.3579 | 1.1425 | 1.0336 | 1.7862 | 1.0747 | 1.4682 | 2.414 | 2.1928 | 2.0807 | 1.488 | 1.5944 | 2.4226 | 1.3063 | 1.9692 | 1.0114 | 1.2888 | 1.0238 | 1.7381 | 1.403 | 1.0968 | 1.8308 | 2.6046 | 2.2669 | 3.1074 | 1.3179 | 1.2475 | 1.7328 | 1.5043 | 1.5227 | 3.1126 | 1.7945 | 2.0382 | 1.0046 | 0.9082 | 1.5572 | 0.94605 | 1.2613 | 2.1006 | 1.9018 | 1.803 | 1.3033 | 1.3891 | 2.098 | 1.1367 | 1.7079 | 0.89595 | 1.1483 | 0.89391 | 1.5105 | 1.2296 | 0.9808 | 1.5892 | 2.255 | 1.9618 | 2.6484 | 1.158 | 1.0942 | 1.4902 | 1.3308 | 1.3508 | 2.6563 | 1.5633 | 1.7508 | 0.8162 | 0.73781 | 1.2549 | 0.77179 | 0.99276 | 1.6858 | 1.5199 | 1.4409 | 1.0581 | 1.1161 | 1.6732 | 0.9132 | 1.3684 | 0.73577 | 0.95458 | 0.72499 | 1.2129 | 0.99512 | 0.81911 | 1.2739 | 1.8033 | 1.5688 | 2.074 | 0.94404 | 0.88803 | 1.1835 | 1.0945 | 1.1145 | 2.0798 | 1.2585 | 1.3925
586 | 0.60414 | 2.2202 | 0.73238 | 0.96202 | 0.57703 | 1.368 | 0.78918 | 0.8968 | 0.9457 | 3.1832 | 1.1699 | 1.5756 | 1.1889 | 4.6996 | 1.535 | 2.009 | 1.2763 | 1.1566 | 1.9736 | 1.2149 | 1.6763 | 2.7029 | 2.5286 | 2.3799 | 1.7149 | 1.8177 | 2.7865 | 1.4836 | 2.2411 | 1.1281 | 1.452 | 1.1608 | 1.9756 | 1.593 | 1.2076 | 2.0714 | 2.9777 | 2.5969 | 3.61 | 1.4944 | 1.4117 | 2.0082 | 1.7047 | 1.6953 | 3.616 | 2.0334 | 2.3626 | 1.1447 | 1.0357 | 1.7897 | 1.0768 | 1.4711 | 2.4185 | 2.1972 | 2.0847 | 1.4909 | 1.5974 | 2.4275 | 1.3088 | 1.9731 | 1.0133 | 1.2913 | 1.0257 | 1.7415 | 1.4056 | 1.0989 | 1.8343 | 2.6096 | 2.2712 | 3.1133 | 1.3205 | 1.2498 | 1.7362 | 1.5072 | 1.5256 | 3.1187 | 1.7979 | 2.0423 | 1.0066 | 0.90999 | 1.5603 | 0.94788 | 1.2639 | 2.1046 | 1.9056 | 1.8064 | 1.3059 | 1.3918 | 2.1023 | 1.1389 | 1.7113 | 0.8977 | 1.1505 | 0.89564 | 1.5134 | 1.2319 | 0.98271 | 1.5922 | 2.2594 | 1.9655 | 2.6535 | 1.1603 | 1.0963 | 1.493 | 1.3333 | 1.3534 | 2.6616 | 1.5662 | 1.7543 | 0.81779 | 0.73928 | 1.2574 | 0.77329 | 0.99476 | 1.689 | 1.523 | 1.4437 | 1.0601 | 1.1182 | 1.6766 | 0.91496 | 1.3711 | 0.73721 | 0.95644 | 0.7264 | 1.2153 | 0.99702 | 0.8207 | 1.2763 | 1.8068 | 1.5718 | 2.078 | 0.94588 | 0.88974 | 1.1858 | 1.0966 | 1.1166 | 2.084 | 1.2609 | 1.3953
587 | 0.60613 | 2.2244 | 0.73471 | 0.96509 | 0.58023 | 1.371 | 0.79253 | 0.9006 | 0.94815 | 3.1894 | 1.1731 | 1.5802 | 1.1925 | 4.7082 | 1.5398 | 2.0155 | 1.2788 | 1.1589 | 1.9774 | 1.2172 | 1.6797 | 2.7079 | 2.5336 | 2.3844 | 1.7183 | 1.8211 | 2.7921 | 1.4864 | 2.2455 | 1.1303 | 1.4548 | 1.163 | 1.9795 | 1.596 | 1.2099 | 2.0753 | 2.9834 | 2.6018 | 3.6168 | 1.4973 | 1.4144 | 2.0121 | 1.7079 | 1.6985 | 3.623 | 2.0372 | 2.3672 | 1.1469 | 1.0377 | 1.7932 | 1.0789 | 1.474 | 2.4231 | 2.2015 | 2.0887 | 1.4938 | 1.6004 | 2.4323 | 1.3113 | 1.977 | 1.0153 | 1.2938 | 1.0277 | 1.7449 | 1.4083 | 1.101 | 1.8377 | 2.6147 | 2.2755 | 3.1193 | 1.323 | 1.2522 | 1.7395 | 1.51 | 1.5285 | 3.1249 | 1.8013 | 2.0463 | 1.0085 | 0.91179 | 1.5633 | 0.94971 | 1.2664 | 2.1085 | 1.9094 | 1.8099 | 1.3084 | 1.3944 | 2.1065 | 1.1411 | 1.7147 | 0.89945 | 1.1527 | 0.89736 | 1.5164 | 1.2343 | 0.98462 | 1.5952 | 2.2637 | 1.9693 | 2.6586 | 1.1625 | 1.0984 | 1.4959 | 1.3359 | 1.356 | 2.6669 | 1.5692 | 1.7577 | 0.81939 | 0.74074 | 1.2599 | 0.77479 | 0.99676 | 1.6922 | 1.526 | 1.4464 | 1.0622 | 1.1203 | 1.68 | 0.91673 | 1.3739 | 0.73865 | 0.95829 | 0.7278 | 1.2177 | 0.99892 | 0.8223 | 1.2787 | 1.8103 | 1.5749 | 2.082 | 0.94772 | 0.89145 | 1.1881 | 1.0987 | 1.1188 | 2.0881 | 1.2633 | 1.398
588 | 0.60812 | 2.2286 | 0.73704 | 0.96816 | 0.58344 | 1.374 | 0.79587 | 0.9044 | 0.9506 | 3.1956 | 1.1764 | 1.5848 | 1.1962 | 4.7168 | 1.5447 | 2.022 | 1.2813 | 1.1611 | 1.9813 | 1.2196 | 1.683 | 2.713 | 2.5386 | 2.389 | 1.7216 | 1.8246 | 2.7977 | 1.4893 | 2.25 | 1.1325 | 1.4576 | 1.1652 | 1.9833 | 1.599 | 1.2123 | 2.0792 | 2.9891 | 2.6067 | 3.6237 | 1.5001 | 1.4171 | 2.016 | 1.7112 | 1.7018 | 3.6301 | 2.041 | 2.3719 | 1.1491 | 1.0397 | 1.7967 | 1.081 | 1.4769 | 2.4276 | 2.2059 | 2.0926 | 1.4967 | 1.6034 | 2.4372 | 1.3138 | 1.9809 | 1.0173 | 1.2963 | 1.0297 | 1.7483 | 1.4109 | 1.1031 | 1.8412 | 2.6197 | 2.2799 | 3.1252 | 1.3256 | 1.2546 | 1.7429 | 1.5129 | 1.5315 | 3.131 | 1.8046 | 2.0503 | 1.0105 | 0.91358 | 1.5664 | 0.95154 | 1.2689 | 2.1125 | 1.9132 | 1.8133 | 1.311 | 1.397 | 2.1108 | 1.1433 | 1.7181 | 0.9012 | 1.1549 | 0.89909 | 1.5194 | 1.2366 | 0.98652 | 1.5982 | 2.2681 | 1.973 | 2.6636 | 1.1648 | 1.1005 | 1.4988 | 1.3384 | 1.3586 | 2.6722 | 1.5721 | 1.7612 | 0.82098 | 0.74221 | 1.2624 | 0.77629 | 0.99876 | 1.6954 | 1.5291 | 1.4492 | 1.0643 | 1.1224 | 1.6834 | 0.91849 | 1.3766 | 0.7401 | 0.96015 | 0.72921 | 1.2201 | 1.0008 | 0.8239 | 1.2812 | 1.8138 | 1.5779 | 2.086 | 0.94957 | 0.89317 | 1.1904 | 1.1008 | 1.1209 | 2.0923 | 1.2657 | 1.4008
589 | 0.61011 | 2.2327 | 0.73937 | 0.97123 | 0.58664 | 1.377 | 0.79922 | 0.9082 | 0.95305 | 3.2018 | 1.1796 | 1.5894 | 1.1999 | 4.7254 | 1.5495 | 2.0285 | 1.2837 | 1.1634 | 1.9851 | 1.2219 | 1.6863 | 2.7181 | 2.5436 | 2.3935 | 1.7249 | 1.828 | 2.8033 | 1.4921 | 2.2544 | 1.1347 | 1.4603 | 1.1675 | 1.9872 | 1.602 | 1.2146 | 2.0831 | 2.9948 | 2.6117 | 3.6305 | 1.503 | 1.4198 | 2.0198 | 1.7144 | 1.705 | 3.6372 | 2.0448 | 2.3765 | 1.1513 | 1.0418 | 1.8002 | 1.0831 | 1.4798 | 2.4322 | 2.2102 | 2.0966 | 1.4996 | 1.6064 | 2.4421 | 1.3163 | 1.9848 | 1.0192 | 1.2988 | 1.0317 | 1.7517 | 1.4136 | 1.1053 | 1.8447 | 2.6247 | 2.2842 | 3.1311 | 1.3282 | 1.257 | 1.7462 | 1.5157 | 1.5344 | 3.1371 | 1.808 | 2.0544 | 1.0125 | 0.91538 | 1.5695 | 0.95338 | 1.2714 | 2.1165 | 1.917 | 1.8167 | 1.3135 | 1.3996 | 2.115 | 1.1455 | 1.7215 | 0.90295 | 1.1572 | 0.90082 | 1.5223 | 1.239 | 0.98843 | 1.6013 | 2.2725 | 1.9768 | 2.6687 | 1.167 | 1.1026 | 1.5017 | 1.3409 | 1.3612 | 2.6775 | 1.5751 | 1.7647 | 0.82258 | 0.74367 | 1.2649 | 0.77779 | 1.0008 | 1.6986 | 1.5321 | 1.452 | 1.0664 | 1.1245 | 1.6868 | 0.92025 | 1.3793 | 0.74154 | 0.96201 | 0.73061 | 1.2225 | 1.0027 | 0.8255 | 1.2836 | 1.8173 | 1.5809 | 2.09 | 0.95141 | 0.89488 | 1.1927 | 1.1029 | 1.1231 | 2.0965 | 1.2681 | 1.4035
590 | 0.6121 | 2.2369 | 0.7417 | 0.9743 | 0.58984 | 1.38 | 0.80256 | 0.912 | 0.9555 | 3.208 | 1.1828 | 1.594 | 1.2035 | 4.734 | 1.5544 | 2.035 | 1.2862 | 1.1657 | 1.989 | 1.2243 | 1.6896 | 2.7231 | 2.5486 | 2.398 | 1.7282 | 1.8314 | 2.8089 | 1.495 | 2.2589 | 1.1369 | 1.4631 | 1.1697 | 1.9911 | 1.605 | 1.2169 | 2.087 | 3.0006 | 2.6166 | 3.6373 | 1.5059 | 1.4225 | 2.0237 | 1.7176 | 1.7083 | 3.6443 | 2.0486 | 2.3812 | 1.1536 | 1.0438 | 1.8037 | 1.0851 | 1.4828 | 2.4367 | 2.2146 | 2.1006 | 1.5025 | 1.6094 | 2.447 | 1.3188 | 1.9888 | 1.0212 | 1.3013 | 1.0336 | 1.7551 | 1.4163 | 1.1074 | 1.8481 | 2.6298 | 2.2885 | 3.137 | 1.3307 | 1.2594 | 1.7496 | 1.5186 | 1.5373 | 3.1433 | 1.8114 | 2.0584 | 1.0144 | 0.91718 | 1.5725 | 0.95521 | 1.2739 | 2.1204 | 1.9208 | 1.8202 | 1.3161 | 1.4022 | 2.1192 | 1.1476 | 1.7249 | 0.9047 | 1.1594 | 0.90254 | 1.5253 | 1.2413 | 0.99033 | 1.6043 | 2.2768 | 1.9806 | 2.6738 | 1.1693 | 1.1047 | 1.5046 | 1.3435 | 1.3638 | 2.6827 | 1.578 | 1.7681 | 0.82418 | 0.74514 | 1.2674 | 0.77928 | 1.0028 | 1.7017 | 1.5352 | 1.4547 | 1.0685 | 1.1266 | 1.6902 | 0.92202 | 1.3821 | 0.74298 | 0.96387 | 0.73202 | 1.2249 | 1.0046 | 0.82709 | 1.286 | 1.8208 | 1.5839 | 2.0941 | 0.95325 | 0.8966 | 1.195 | 1.105 | 1.1252 | 2.1007 | 1.2705 | 1.4063
591 | 0.61409 | 2.2411 | 0.74403 | 0.97737 | 0.59305 | 1.383 | 0.8059 | 0.9158 | 0.95795 | 3.2142 | 1.186 | 1.5986 | 1.2071 | 4.7426 | 1.5593 | 2.0415 | 1.2887 | 1.1679 | 1.9928 | 1.2266 | 1.6929 | 2.7282 | 2.5536 | 2.4025 | 1.7316 | 1.8348 | 2.8145 | 1.4978 | 2.2633 | 1.1391 | 1.4659 | 1.1719 | 1.9949 | 1.608 | 1.2193 | 2.0909 | 3.0063 | 2.6216 | 3.6442 | 1.5088 | 1.4252 | 2.0275 | 1.7208 | 1.7115 | 3.6513 | 2.0524 | 2.3858 | 1.1558 | 1.0459 | 1.8072 | 1.0872 | 1.4857 | 2.4413 | 2.219 | 2.1045 | 1.5054 | 1.6124 | 2.4519 | 1.3214 | 1.9927 | 1.0232 | 1.3038 | 1.0356 | 1.7585 | 1.4189 | 1.1095 | 1.8516 | 2.6348 | 2.2929 | 3.143 | 1.3333 | 1.2618 | 1.7529 | 1.5215 | 1.5402 | 3.1494 | 1.8148 | 2.0624 | 1.0164 | 0.91897 | 1.5756 | 0.95704 | 1.2765 | 2.1244 | 1.9246 | 1.8236 | 1.3186 | 1.4048 | 2.1235 | 1.1498 | 1.7283 | 0.90645 | 1.1616 | 0.90427 | 1.5283 | 1.2437 | 0.99224 | 1.6073 | 2.2812 | 1.9843 | 2.6789 | 1.1715 | 1.1068 | 1.5075 | 1.346 | 1.3664 | 2.688 | 1.581 | 1.7716 | 0.82577 | 0.74661 | 1.2698 | 0.78078 | 1.0047 | 1.7049 | 1.5383 | 1.4575 | 1.0705 | 1.1287 | 1.6936 | 0.92378 | 1.3848 | 0.74442 | 0.96573 | 0.73342 | 1.2273 | 1.0065 | 0.82869 | 1.2885 | 1.8243 | 1.5869 | 2.0981 | 0.95509 | 0.89831 | 1.1973 | 1.107 | 1.1274 | 2.1048 | 1.2728 | 1.4091
592 | 0.61608 | 2.2452 | 0.74636 | 0.98044 | 0.59625 | 1.386 | 0.80925 | 0.9196 | 0.9604 | 3.2204 | 1.1892 | 1.6032 | 1.2108 | 4.7512 | 1.5641 | 2.048 | 1.2912 | 1.1702 | 1.9967 | 1.229 | 1.6963 | 2.7333 | 2.5586 | 2.407 | 1.7349 | 1.8382 | 2.8201 | 1.5006 | 2.2678 | 1.1413 | 1.4687 | 1.1741 | 1.9988 | 1.611 | 1.2216 | 2.0948 | 3.012 | 2.6265 | 3.651 | 1.5117 | 1.4279 | 2.0314 | 1.724 | 1.7147 | 3.6584 | 2.0562 | 2.3904 | 1.158 | 1.0479 | 1.8107 | 1.0893 | 1.4886 | 2.4459 | 2.2233 | 2.1085 | 1.5083 | 1.6154 | 2.4567 | 1.3239 | 1.9966 | 1.0252 | 1.3063 | 1.0376 | 1.762 | 1.4216 | 1.1117 | 1.8551 | 2.6398 | 2.2972 | 3.1489 | 1.3358 | 1.2642 | 1.7562 | 1.5243 | 1.5432 | 3.1556 | 1.8181 | 2.0664 | 1.0183 | 0.92077 | 1.5787 | 0.95887 | 1.279 | 2.1284 | 1.9284 | 1.8271 | 1.3212 | 1.4075 | 2.1277 | 1.152 | 1.7317 | 0.9082 | 1.1639 | 0.90599 | 1.5313 | 1.246 | 0.99415 | 1.6103 | 2.2856 | 1.9881 | 2.684 | 1.1738 | 1.1089 | 1.5103 | 1.3485 | 1.369 | 2.6933 | 1.5839 | 1.7751 | 0.82737 | 0.74807 | 1.2723 | 0.78228 | 1.0067 | 1.7081 | 1.5413 | 1.4602 | 1.0726 | 1.1309 | 1.697 | 0.92555 | 1.3875 | 0.74586 | 0.96759 | 0.73483 | 1.2297 | 1.0084 | 0.83029 | 1.2909 | 1.8278 | 1.5899 | 2.1021 | 0.95693 | 0.90002 | 1.1996 | 1.1091 | 1.1296 | 2.109 | 1.2752 | 1.4118
593 | 0.61807 | 2.2494 | 0.74869 | 0.98351 | 0.59945 | 1.389 | 0.81259 | 0.9234 | 0.96285 | 3.2266 | 1.1925 | 1.6078 | 1.2145 | 4.7598 | 1.569 | 2.0545 | 1.2937 | 1.1725 | 2.0005 | 1.2313 | 1.6996 | 2.7384 | 2.5636 | 2.4115 | 1.7382 | 1.8416 | 2.8256 | 1.5035 | 2.2722 | 1.1435 | 1.4715 | 1.1764 | 2.0027 | 1.6141 | 1.2239 | 2.0987 | 3.0177 | 2.6314 | 3.6578 | 1.5146 | 1.4306 | 2.0353 | 1.7273 | 1.718 | 3.6655 | 2.06 | 2.3951 | 1.1602 | 1.0499 | 1.8142 | 1.0914 | 1.4915 | 2.4504 | 2.2277 | 2.1124 | 1.5112 | 1.6184 | 2.4616 | 1.3264 | 2.0005 | 1.0271 | 1.3088 | 1.0395 | 1.7654 | 1.4243 | 1.1138 | 1.8585 | 2.6449 | 2.3015 | 3.1548 | 1.3384 | 1.2666 | 1.7596 | 1.5272 | 1.5461 | 3.1617 | 1.8215 | 2.0705 | 1.0203 | 0.92256 | 1.5817 | 0.96071 | 1.2815 | 2.1323 | 1.9322 | 1.8305 | 1.3237 | 1.4101 | 2.132 | 1.1542 | 1.7351 | 0.90995 | 1.1661 | 0.90772 | 1.5342 | 1.2483 | 0.99605 | 1.6133 | 2.2899 | 1.9918 | 2.689 | 1.176 | 1.111 | 1.5132 | 1.351 | 1.3716 | 2.6986 | 1.5869 | 1.7785 | 0.82896 | 0.74954 | 1.2748 | 0.78378 | 1.0087 | 1.7113 | 1.5444 | 1.463 | 1.0747 | 1.133 | 1.7005 | 0.92731 | 1.3903 | 0.74731 | 0.96945 | 0.73623 | 1.2321 | 1.0103 | 0.83189 | 1.2933 | 1.8313 | 1.593 | 2.1061 | 0.95877 | 0.90174 | 1.2019 | 1.1112 | 1.1317 | 2.1132 | 1.2776 | 1.4146
594 | 0.62006 | 2.2536 | 0.75102 | 0.98658 | 0.60266 | 1.392 | 0.81594 | 0.9272 | 0.9653 | 3.2328 | 1.1957 | 1.6124 | 1.2181 | 4.7684 | 1.5738 | 2.061 | 1.2961 | 1.1748 | 2.0044 | 1.2337 | 1.7029 | 2.7434 | 2.5686 | 2.416 | 1.7415 | 1.845 | 2.8312 | 1.5063 | 2.2767 | 1.1456 | 1.4743 | 1.1786 | 2.0065 | 1.6171 | 1.2263 | 2.1026 | 3.0235 | 2.6364 | 3.6647 | 1.5174 | 1.4333 | 2.0391 | 1.7305 | 1.7212 | 3.6726 | 2.0638 | 2.3997 | 1.1625 | 1.052 | 1.8177 | 1.0935 | 1.4944 | 2.455 | 2.232 | 2.1164 | 1.5141 | 1.6213 | 2.4665 | 1.3289 | 2.0044 | 1.0291 | 1.3113 | 1.0415 | 1.7688 | 1.4269 | 1.1159 | 1.862 | 2.6499 | 2.3059 | 3.1608 | 1.3409 | 1.269 | 1.7629 | 1.53 | 1.549 | 3.1679 | 1.8249 | 2.0745 | 1.0223 | 0.92436 | 1.5848 | 0.96254 | 1.284 | 2.1363 | 1.936 | 1.8339 | 1.3262 | 1.4127 | 2.1362 | 1.1564 | 1.7385 | 0.9117 | 1.1683 | 0.90945 | 1.5372 | 1.2507 | 0.99796 | 1.6164 | 2.2943 | 1.9956 | 2.6941 | 1.1783 | 1.1131 | 1.5161 | 1.3536 | 1.3742 | 2.7039 | 1.5898 | 1.782 | 0.83056 | 0.751 | 1.2773 | 0.78528 | 1.0107 | 1.7145 | 1.5474 | 1.4658 | 1.0768 | 1.1351 | 1.7039 | 0.92908 | 1.393 | 0.74875 | 0.97131 | 0.73764 | 1.2345 | 1.0122 | 0.83348 | 1.2958 | 1.8348 | 1.596 | 2.1101 | 0.96062 | 0.90345 | 1.2041 | 1.1133 | 1.1339 | 2.1174 | 1.28 | 1.4174
595 | 0.62205 | 2.2578 | 0.75335 | 0.98965 | 0.60586 | 1.395 | 0.81928 | 0.931 | 0.96775 | 3.239 | 1.1989 | 1.617 | 1.2217 | 4.777 | 1.5787 | 2.0675 | 1.2986 | 1.177 | 2.0082 | 1.236 | 1.7062 | 2.7485 | 2.5736 | 2.4206 | 1.7449 | 1.8484 | 2.8368 | 1.5091 | 2.2811 | 1.1478 | 1.4771 | 1.1808 | 2.0104 | 1.6201 | 1.2286 | 2.1065 | 3.0292 | 2.6413 | 3.6715 | 1.5203 | 1.436 | 2.043 | 1.7337 | 1.7245 | 3.6796 | 2.0676 | 2.4044 | 1.1647 | 1.054 | 1.8212 | 1.0955 | 1.4973 | 2.4595 | 2.2364 | 2.1204 | 1.517 | 1.6243 | 2.4714 | 1.3314 | 2.0083 | 1.0311 | 1.3137 | 1.0435 | 1.7722 | 1.4296 | 1.118 | 1.8655 | 2.6549 | 2.3102 | 3.1667 | 1.3435 | 1.2714 | 1.7663 | 1.5329 | 1.5519 | 3.174 | 1.8283 | 2.0785 | 1.0242 | 0.92615 | 1.5879 | 0.96437 | 1.2865 | 2.1403 | 1.9398 | 1.8374 | 1.3288 | 1.4153 | 2.1405 | 1.1586 | 1.7419 | 0.91345 | 1.1705 | 0.91117 | 1.5402 | 1.253 | 0.99987 | 1.6194 | 2.2986 | 1.9993 | 2.6992 | 1.1805 | 1.1152 | 1.519 | 1.3561 | 1.3768 | 2.7091 | 1.5928 | 1.7855 | 0.83215 | 0.75247 | 1.2798 | 0.78678 | 1.0127 | 1.7177 | 1.5505 | 1.4685 | 1.0789 | 1.1372 | 1.7073 | 0.93084 | 1.3957 | 0.75019 | 0.97317 | 0.73904 | 1.2369 | 1.0142 | 0.83508 | 1.2982 | 1.8383 | 1.599 | 2.1141 | 0.96246 | 0.90516 | 1.2064 | 1.1154 | 1.136 | 2.1215 | 1.2824 | 1.4201
596 | 0.62404 | 2.2619 | 0.75568 | 0.99272 | 0.60906 | 1.398 | 0.82262 | 0.9348 | 0.9702 | 3.2452 | 1.2021 | 1.6216 | 1.2254 | 4.7856 | 1.5836 | 2.074 | 1.3011 | 1.1793 | 2.0121 | 1.2384 | 1.7095 | 2.7536 | 2.5786 | 2.4251 | 1.7482 | 1.8518 | 2.8424 | 1.512 | 2.2856 | 1.15 | 1.4799 | 1.183 | 2.0143 | 1.6231 | 1.2309 | 2.1104 | 3.0349 | 2.6462 | 3.6783 | 1.5232 | 1.4387 | 2.0468 | 1.7369 | 1.7277 | 3.6867 | 2.0714 | 2.409 | 1.1669 | 1.056 | 1.8247 | 1.0976 | 1.5003 | 2.4641 | 2.2408 | 2.1243 | 1.5199 | 1.6273 | 2.4763 | 1.3339 | 2.0123 | 1.033 | 1.3162 | 1.0455 | 1.7756 | 1.4323 | 1.1202 | 1.8689 | 2.6599 | 2.3145 | 3.1726 | 1.346 | 1.2738 | 1.7696 | 1.5357 | 1.5548 | 3.1802 | 1.8316 | 2.0826 | 1.0262 | 0.92795 | 1.5909 | 0.9662 | 1.2891 | 2.1443 | 1.9436 | 1.8408 | 1.3313 | 1.4179 | 2.1447 | 1.1608 | 1.7453 | 0.9152 | 1.1728 | 0.9129 | 1.5432 | 1.2554 | 1.0018 | 1.6224 | 2.303 | 2.0031 | 2.7043 | 1.1828 | 1.1173 | 1.5219 | 1.3586 | 1.3794 | 2.7144 | 1.5957 | 1.7889 | 0.83375 | 0.75394 | 1.2823 | 0.78827 | 1.0147 | 1.7209 | 1.5535 | 1.4713 | 1.0809 | 1.1393 | 1.7107 | 0.93261 | 1.3985 | 0.75163 | 0.97503 | 0.74045 | 1.2393 | 1.0161 | 0.83668 | 1.3006 | 1.8418 | 1.602 | 2.1181 | 0.9643 | 0.90688 | 1.2087 | 1.1175 | 1.1382 | 2.1257 | 1.2848 | 1.4229
597 | 0.62603 | 2.2661 | 0.75801 | 0.99579 | 0.61227 | 1.401 | 0.82597 | 0.9386 | 0.97265 | 3.2514 | 1.2053 | 1.6262 | 1.229 | 4.7942 | 1.5884 | 2.0805 | 1.3036 | 1.1816 | 2.0159 | 1.2407 | 1.7128 | 2.7587 | 2.5836 | 2.4296 | 1.7515 | 1.8552 | 2.848 | 1.5148 | 2.29 | 1.1522 | 1.4827 | 1.1853 | 2.0181 | 1.6261 | 1.2333 | 2.1143 | 3.0406 | 2.6512 | 3.6852 | 1.5261 | 1.4414 | 2.0507 | 1.7401 | 1.7309 | 3.6938 | 2.0752 | 2.4137 | 1.1691 | 1.0581 | 1.8282 | 1.0997 | 1.5032 | 2.4686 | 2.2451 | 2.1283 | 1.5228 | 1.6303 | 2.4812 | 1.3364 | 2.0162 | 1.035 | 1.3187 | 1.0474 | 1.779 | 1.4349 | 1.1223 | 1.8724 | 2.665 | 2.3189 | 3.1785 | 1.3486 | 1.2762 | 1.773 | 1.5386 | 1.5578 | 3.1863 | 1.835 | 2.0866 | 1.0281 | 0.92975 | 1.594 | 0.96804 | 1.2916 | 2.1482 | 1.9473 | 1.8443 | 1.3339 | 1.4205 | 2.1489 | 1.163 | 1.7487 | 0.91695 | 1.175 | 0.91462 | 1.5461 | 1.2577 | 1.0037 | 1.6254 | 2.3074 | 2.0069 | 2.7094 | 1.185 | 1.1194 | 1.5248 | 1.3612 | 1.382 | 2.7197 | 1.5987 | 1.7924 | 0.83535 | 0.7554 | 1.2847 | 0.78977 | 1.0167 | 1.7241 | 1.5566 | 1.4741 | 1.083 | 1.1414 | 1.7141 | 0.93437 | 1.4012 | 0.75307 | 0.97689 | 0.74185 | 1.2417 | 1.018 | 0.83827 | 1.303 | 1.8453 | 1.605 | 2.1221 | 0.96614 | 0.90859 | 1.211 | 1.1195 | 1.1403 | 2.1299 | 1.2872 | 1.4256
598 | 0.62802 | 2.2703 | 0.76034 | 0.99886 | 0.61547 | 1.404 | 0.82931 | 0.9424 | 0.9751 | 3.2576 | 1.2086 | 1.6308 | 1.2327 | 4.8028 | 1.5933 | 2.087 | 1.306 | 1.1839 | 2.0198 | 1.243 | 1.7162 | 2.7637 | 2.5886 | 2.4341 | 1.7548 | 1.8586 | 2.8536 | 1.5177 | 2.2945 | 1.1544 | 1.4855 | 1.1875 | 2.022 | 1.6291 | 1.2356 | 2.1183 | 3.0464 | 2.6561 | 3.692 | 1.529 | 1.4441 | 2.0545 | 1.7434 | 1.7342 | 3.7009 | 2.079 | 2.4183 | 1.1714 | 1.0601 | 1.8317 | 1.1018 | 1.5061 | 2.4732 | 2.2495 | 2.1323 | 1.5257 | 1.6333 | 2.486 | 1.3389 | 2.0201 | 1.037 | 1.3212 | 1.0494 | 1.7824 | 1.4376 | 1.1244 | 1.8759 | 2.67 | 2.3232 | 3.1845 | 1.3512 | 1.2786 | 1.7763 | 1.5414 | 1.5607 | 3.1924 | 1.8384 | 2.0906 | 1.0301 | 0.93154 | 1.5971 | 0.96987 | 1.2941 | 2.1522 | 1.9511 | 1.8477 | 1.3364 | 1.4232 | 2.1532 | 1.1652 | 1.7521 | 0.9187 | 1.1772 | 0.91635 | 1.5491 | 1.26 | 1.0056 | 1.6284 | 2.3117 | 2.0106 | 2.7144 | 1.1873 | 1.1215 | 1.5276 | 1.3637 | 1.3846 | 2.725 | 1.6016 | 1.7959 | 0.83694 | 0.75687 | 1.2872 | 0.79127 | 1.0187 | 1.7273 | 1.5596 | 1.4768 | 1.0851 | 1.1435 | 1.7175 | 0.93614 | 1.4039 | 0.75452 | 0.97875 | 0.74326 | 1.2441 | 1.0199 | 0.83987 | 1.3055 | 1.8488 | 1.608 | 2.1261 | 0.96798 | 0.91031 | 1.2133 | 1.1216 | 1.1425 | 2.1341 | 1.2896 | 1.4284
599 | 0.63001 | 2.2744 | 0.76267 | 1.0019 | 0.61867 | 1.407 | 0.83266 | 0.9462 | 0.97755 | 3.2638 | 1.2118 | 1.6354 | 1.2364 | 4.8114 | 1.5981 | 2.0935 | 1.3085 | 1.1861 | 2.0236 | 1.2454 | 1.7195 | 2.7688 | 2.5936 | 2.4386 | 1.7581 | 1.862 | 2.8591 | 1.5205 | 2.2989 | 1.1566 | 1.4883 | 1.1897 | 2.0259 | 1.6321 | 1.2379 | 2.1222 | 3.0521 | 2.6611 | 3.6988 | 1.5319 | 1.4468 | 2.0584 | 1.7466 | 1.7374 | 3.7079 | 2.0828 | 2.423 | 1.1736 | 1.0622 | 1.8352 | 1.1039 | 1.509 | 2.4777 | 2.2538 | 2.1362 | 1.5286 | 1.6363 | 2.4909 | 1.3414 | 2.024 | 1.039 | 1.3237 | 1.0514 | 1.7859 | 1.4403 | 1.1265 | 1.8793 | 2.675 | 2.3275 | 3.1904 | 1.3537 | 1.281 | 1.7797 | 1.5443 | 1.5636 | 3.1986 | 1.8418 | 2.0946 | 1.032 | 0.93334 | 1.6001 | 0.9717 | 1.2966 | 2.1562 | 1.9549 | 1.8512 | 1.339 | 1.4258 | 2.1574 | 1.1673 | 1.7555 | 0.92045 | 1.1794 | 0.91807 | 1.5521 | 1.2624 | 1.0075 | 1.6314 | 2.3161 | 2.0144 | 2.7195 | 1.1895 | 1.1236 | 1.5305 | 1.3662 | 1.3872 | 2.7303 | 1.6046 | 1.7993 | 0.83854 | 0.75833 | 1.2897 | 0.79277 | 1.0207 | 1.7305 | 1.5627 | 1.4796 | 1.0872 | 1.1456 | 1.7209 | 0.9379 | 1.4067 | 0.75596 | 0.98061 | 0.74466 | 1.2465 | 1.0218 | 0.84147 | 1.3079 | 1.8523 | 1.6111 | 2.1301 | 0.96982 | 0.91202 | 1.2156 | 1.1237 | 1.1446 | 2.1382 | 1.2919 | 1.4312
600 | 0.632 | 2.2786 | 0.765 | 1.005 | 0.62187 | 1.41 | 0.836 | 0.95 | 0.98 | 3.27 | 1.215 | 1.64 | 1.24 | 4.82 | 1.603 | 2.1 | 1.311 | 1.1884 | 2.0275 | 1.2477 | 1.7228 | 2.7739 | 2.5986 | 2.4431 | 1.7615 | 1.8654 | 2.8647 | 1.5233 | 2.3034 | 1.1588 | 1.4911 | 1.1919 | 2.0297 | 1.6351 | 1.2403 | 2.1261 | 3.0578 | 2.666 | 3.7057 | 1.5347 | 1.4495 | 2.0623 | 1.7498 | 1.7407 | 3.715 | 2.0866 | 2.4276 | 1.1758 | 1.0642 | 1.8387 | 1.1059 | 1.5119 | 2.4823 | 2.2582 | 2.1402 | 1.5315 | 1.6393 | 2.4958 | 1.3439 | 2.0279 | 1.0409 | 1.3262 | 1.0533 | 1.7893 | 1.4429 | 1.1287 | 1.8828 | 2.6801 | 2.3319 | 3.1963 | 1.3563 | 1.2834 | 1.783 | 1.5471 | 1.5665 | 3.2047 | 1.8451 | 2.0987 | 1.034 | 0.93513 | 1.6032 | 0.97353 | 1.2991 | 2.1601 | 1.9587 | 1.8546 | 1.3415 | 1.4284 | 2.1617 | 1.1695 | 1.7589 | 0.9222 | 1.1817 | 0.9198 | 1.5551 | 1.2647 | 1.0094 | 1.6345 | 2.3205 | 2.0181 | 2.7246 | 1.1918 | 1.1257 | 1.5334 | 1.3687 | 1.3898 | 2.7355 | 1.6075 | 1.8028 | 0.84013 | 0.7598 | 1.2922 | 0.79427 | 1.0227 | 1.7337 | 1.5657 | 1.4823 | 1.0893 | 1.1477 | 1.7243 | 0.93967 | 1.4094 | 0.7574 | 0.98247 | 0.74607 | 1.2489 | 1.0237 | 0.84307 | 1.3103 | 1.8558 | 1.6141 | 2.1341 | 0.97167 | 0.91373 | 1.2179 | 1.1258 | 1.1468 | 2.1424 | 1.2943 | 1.4339
601 | 0.63416 | 2.283 | 0.76777 | 1.0086 | 0.62508 | 1.4134 | 0.84014 | 0.9547 | 0.9831 | 3.2765 | 1.2189 | 1.6453 | 1.2446 | 4.8293 | 1.6089 | 2.1078 | 1.3146 | 1.1918 | 2.0331 | 1.2511 | 1.7278 | 2.7806 | 2.6061 | 2.4493 | 1.7663 | 1.8699 | 2.8734 | 1.5273 | 2.3102 | 1.162 | 1.495 | 1.1951 | 2.0354 | 1.6392 | 1.2436 | 2.1314 | 3.0659 | 2.6728 | 3.715 | 1.5388 | 1.4533 | 2.0677 | 1.7542 | 1.7452 | 3.7254 | 2.0916 | 2.4345 | 1.179 | 1.0672 | 1.8439 | 1.1089 | 1.5164 | 2.4884 | 2.2648 | 2.1457 | 1.5357 | 1.6433 | 2.5034 | 1.3475 | 2.0339 | 1.0438 | 1.3298 | 1.0561 | 1.7943 | 1.4466 | 1.1317 | 1.8875 | 2.6872 | 2.3379 | 3.2045 | 1.3599 | 1.2868 | 1.7878 | 1.551 | 1.5706 | 3.2139 | 1.8496 | 2.1047 | 1.0369 | 0.93783 | 1.6078 | 0.97616 | 1.303 | 2.1655 | 1.9645 | 1.8594 | 1.3453 | 1.4319 | 2.1683 | 1.1726 | 1.7641 | 0.92476 | 1.1849 | 0.92226 | 1.5595 | 1.268 | 1.0122 | 1.6386 | 2.3267 | 2.0234 | 2.7317 | 1.1951 | 1.1287 | 1.5375 | 1.3722 | 1.3935 | 2.7435 | 1.6115 | 1.808 | 0.84247 | 0.76202 | 1.2959 | 0.79643 | 1.0258 | 1.7381 | 1.5705 | 1.4862 | 1.0924 | 1.1506 | 1.7297 | 0.94219 | 1.4136 | 0.75952 | 0.98517 | 0.74809 | 1.2525 | 1.0263 | 0.84539 | 1.3137 | 1.8609 | 1.6183 | 2.1399 | 0.97435 | 0.91617 | 1.2212 | 1.1287 | 1.1499 | 2.1489 | 1.2976 | 1.4381
602 | 0.63632 | 2.2874 | 0.77054 | 1.0123 | 0.62828 | 1.4168 | 0.84427 | 0.9594 | 0.9862 | 3.283 | 1.2228 | 1.6507 | 1.2492 | 4.8386 | 1.6149 | 2.1156 | 1.3182 | 1.1952 | 2.0388 | 1.2544 | 1.7328 | 2.7874 | 2.6137 | 2.4555 | 1.7711 | 1.8745 | 2.8821 | 1.5313 | 2.317 | 1.1652 | 1.499 | 1.1982 | 2.0411 | 1.6433 | 1.247 | 2.1366 | 3.074 | 2.6796 | 3.7243 | 1.543 | 1.4571 | 2.0732 | 1.7585 | 1.7497 | 3.7358 | 2.0967 | 2.4414 | 1.1822 | 1.0703 | 1.8491 | 1.1119 | 1.5208 | 2.4945 | 2.2714 | 2.1511 | 1.5399 | 1.6473 | 2.5111 | 1.351 | 2.0399 | 1.0467 | 1.3333 | 1.0589 | 1.7994 | 1.4502 | 1.1348 | 1.8922 | 2.6944 | 2.3439 | 3.2128 | 1.3636 | 1.2902 | 1.7925 | 1.5549 | 1.5747 | 3.2231 | 1.8542 | 2.1108 | 1.0397 | 0.94053 | 1.6123 | 0.97879 | 1.3069 | 2.1709 | 1.9704 | 1.8642 | 1.349 | 1.4354 | 2.175 | 1.1757 | 1.7693 | 0.92732 | 1.1881 | 0.92472 | 1.5639 | 1.2712 | 1.0149 | 1.6427 | 2.333 | 2.0286 | 2.7389 | 1.1983 | 1.1317 | 1.5416 | 1.3757 | 1.3972 | 2.7516 | 1.6155 | 1.8132 | 0.84481 | 0.76425 | 1.2997 | 0.79859 | 1.029 | 1.7425 | 1.5752 | 1.4901 | 1.0954 | 1.1534 | 1.7351 | 0.94471 | 1.4178 | 0.76165 | 0.98787 | 0.75011 | 1.2561 | 1.029 | 0.84772 | 1.3171 | 1.8659 | 1.6226 | 2.1456 | 0.97704 | 0.91861 | 1.2246 | 1.1315 | 1.153 | 2.1553 | 1.3009 | 1.4423
603 | 0.63848 | 2.2918 | 0.77331 | 1.0159 | 0.63148 | 1.4203 | 0.84841 | 0.9641 | 0.9893 | 3.2895 | 1.2267 | 1.656 | 1.2538 | 4.8479 | 1.6208 | 2.1234 | 1.3218 | 1.1986 | 2.0444 | 1.2578 | 1.7378 | 2.7942 | 2.6212 | 2.4617 | 1.7759 | 1.879 | 2.8907 | 1.5352 | 2.3237 | 1.1684 | 1.5029 | 1.2013 | 2.0468 | 1.6474 | 1.2503 | 2.1419 | 3.0821 | 2.6865 | 3.7337 | 1.5471 | 1.4609 | 2.0786 | 1.7629 | 1.7543 | 3.7463 | 2.1017 | 2.4484 | 1.1855 | 1.0733 | 1.8543 | 1.1149 | 1.5252 | 2.5006 | 2.2781 | 2.1566 | 1.5441 | 1.6514 | 2.5187 | 1.3545 | 2.0458 | 1.0496 | 1.3369 | 1.0617 | 1.8044 | 1.4539 | 1.1379 | 1.8969 | 2.7016 | 2.3499 | 3.221 | 1.3673 | 1.2935 | 1.7973 | 1.5588 | 1.5788 | 3.2323 | 1.8587 | 2.1168 | 1.0426 | 0.94322 | 1.6169 | 0.98143 | 1.3107 | 2.1763 | 1.9762 | 1.8689 | 1.3527 | 1.439 | 2.1817 | 1.1788 | 1.7745 | 0.92988 | 1.1913 | 0.92717 | 1.5684 | 1.2744 | 1.0177 | 1.6469 | 2.3392 | 2.0339 | 2.746 | 1.2016 | 1.1346 | 1.5458 | 1.3791 | 1.4008 | 2.7596 | 1.6195 | 1.8185 | 0.84715 | 0.76647 | 1.3034 | 0.80075 | 1.0321 | 1.7469 | 1.5799 | 1.4939 | 1.0985 | 1.1563 | 1.7405 | 0.94722 | 1.422 | 0.76377 | 0.99058 | 0.75212 | 1.2597 | 1.0316 | 0.85005 | 1.3204 | 1.871 | 1.6268 | 2.1513 | 0.97972 | 0.92105 | 1.2279 | 1.1344 | 1.1561 | 2.1618 | 1.3041 | 1.4465
604 | 0.64064 | 2.2962 | 0.77608 | 1.0195 | 0.63469 | 1.4237 | 0.85254 | 0.9688 | 0.9924 | 3.296 | 1.2306 | 1.6614 | 1.2584 | 4.8572 | 1.6268 | 2.1312 | 1.3254 | 1.2019 | 2.05 | 1.2612 | 1.7429 | 2.801 | 2.6288 | 2.4679 | 1.7806 | 1.8835 | 2.8994 | 1.5392 | 2.3305 | 1.1715 | 1.5069 | 1.2045 | 2.0526 | 1.6515 | 1.2536 | 2.1472 | 3.0902 | 2.6933 | 3.743 | 1.5512 | 1.4647 | 2.0841 | 1.7673 | 1.7588 | 3.7567 | 2.1068 | 2.4553 | 1.1887 | 1.0764 | 1.8595 | 1.1179 | 1.5297 | 2.5068 | 2.2847 | 2.1621 | 1.5483 | 1.6554 | 2.5263 | 1.3581 | 2.0518 | 1.0524 | 1.3404 | 1.0645 | 1.8095 | 1.4576 | 1.1409 | 1.9017 | 2.7087 | 2.356 | 3.2292 | 1.371 | 1.2969 | 1.802 | 1.5627 | 1.583 | 3.2415 | 1.8632 | 2.1228 | 1.0454 | 0.94592 | 1.6215 | 0.98406 | 1.3146 | 2.1816 | 1.982 | 1.8737 | 1.3565 | 1.4425 | 2.1883 | 1.1819 | 1.7797 | 0.93243 | 1.1945 | 0.92963 | 1.5728 | 1.2777 | 1.0204 | 1.651 | 2.3455 | 2.0392 | 2.7531 | 1.2048 | 1.1376 | 1.5499 | 1.3826 | 1.4045 | 2.7676 | 1.6235 | 1.8237 | 0.84949 | 0.7687 | 1.3072 | 0.80291 | 1.0352 | 1.7512 | 1.5847 | 1.4978 | 1.1016 | 1.1592 | 1.7459 | 0.94974 | 1.4262 | 0.7659 | 0.99328 | 0.75414 | 1.2633 | 1.0343 | 0.85238 | 1.3238 | 1.876 | 1.6311 | 2.157 | 0.98241 | 0.92349 | 1.2312 | 1.1373 | 1.1591 | 2.1683 | 1.3074 | 1.4507
605 | 0.6428 | 2.3006 | 0.77885 | 1.0232 | 0.63789 | 1.4271 | 0.85668 | 0.9735 | 0.9955 | 3.3025 | 1.2345 | 1.6667 | 1.263 | 4.8665 | 1.6327 | 2.139 | 1.329 | 1.2053 | 2.0557 | 1.2645 | 1.7479 | 2.8078 | 2.6363 | 2.4741 | 1.7854 | 1.888 | 2.9081 | 1.5432 | 2.3373 | 1.1747 | 1.5109 | 1.2076 | 2.0583 | 1.6556 | 1.257 | 2.1525 | 3.0983 | 2.7001 | 3.7523 | 1.5553 | 1.4685 | 2.0896 | 1.7717 | 1.7633 | 3.7671 | 2.1118 | 2.4622 | 1.1919 | 1.0794 | 1.8646 | 1.1208 | 1.5341 | 2.5129 | 2.2913 | 2.1676 | 1.5525 | 1.6594 | 2.5339 | 1.3616 | 2.0578 | 1.0553 | 1.344 | 1.0673 | 1.8145 | 1.4612 | 1.144 | 1.9064 | 2.7159 | 2.362 | 3.2374 | 1.3747 | 1.3003 | 1.8068 | 1.5666 | 1.5871 | 3.2507 | 1.8677 | 2.1289 | 1.0483 | 0.94862 | 1.626 | 0.98669 | 1.3185 | 2.187 | 1.9878 | 1.8785 | 1.3602 | 1.446 | 2.195 | 1.185 | 1.7849 | 0.93499 | 1.1977 | 0.93209 | 1.5772 | 1.2809 | 1.0232 | 1.6551 | 2.3517 | 2.0444 | 2.7602 | 1.2081 | 1.1406 | 1.554 | 1.3861 | 1.4082 | 2.7756 | 1.6274 | 1.8289 | 0.85183 | 0.77092 | 1.3109 | 0.80507 | 1.0383 | 1.7556 | 1.5894 | 1.5017 | 1.1047 | 1.162 | 1.7513 | 0.95226 | 1.4304 | 0.76802 | 0.99598 | 0.75616 | 1.2669 | 1.0369 | 0.85471 | 1.3272 | 1.8811 | 1.6353 | 2.1627 | 0.9851 | 0.92593 | 1.2345 | 1.1402 | 1.1622 | 2.1747 | 1.3107 | 1.4548
606 | 0.64496 | 2.305 | 0.78162 | 1.0268 | 0.64109 | 1.4305 | 0.86082 | 0.9782 | 0.9986 | 3.309 | 1.2384 | 1.6721 | 1.2676 | 4.8758 | 1.6387 | 2.1468 | 1.3326 | 1.2087 | 2.0613 | 1.2679 | 1.7529 | 2.8145 | 2.6438 | 2.4803 | 1.7902 | 1.8926 | 2.9167 | 1.5472 | 2.3441 | 1.1779 | 1.5148 | 1.2107 | 2.064 | 1.6597 | 1.2603 | 2.1578 | 3.1064 | 2.7069 | 3.7617 | 1.5594 | 1.4723 | 2.095 | 1.776 | 1.7678 | 3.7775 | 2.1169 | 2.4691 | 1.1951 | 1.0825 | 1.8698 | 1.1238 | 1.5385 | 2.519 | 2.2979 | 2.173 | 1.5567 | 1.6634 | 2.5416 | 1.3651 | 2.0637 | 1.0582 | 1.3476 | 1.0701 | 1.8196 | 1.4649 | 1.147 | 1.9111 | 2.7231 | 2.368 | 3.2456 | 1.3783 | 1.3037 | 1.8115 | 1.5705 | 1.5912 | 3.2599 | 1.8722 | 2.1349 | 1.0511 | 0.95132 | 1.6306 | 0.98932 | 1.3223 | 2.1924 | 1.9936 | 1.8833 | 1.3639 | 1.4495 | 2.2017 | 1.1881 | 1.7901 | 0.93755 | 1.2009 | 0.93455 | 1.5816 | 1.2841 | 1.0259 | 1.6593 | 2.358 | 2.0497 | 2.7674 | 1.2113 | 1.1436 | 1.5581 | 1.3895 | 1.4119 | 2.7836 | 1.6314 | 1.8341 | 0.85417 | 0.77315 | 1.3146 | 0.80723 | 1.0414 | 1.76 | 1.5942 | 1.5055 | 1.1078 | 1.1649 | 1.7567 | 0.95478 | 1.4346 | 0.77015 | 0.99868 | 0.75818 | 1.2705 | 1.0396 | 0.85703 | 1.3305 | 1.8861 | 1.6396 | 2.1685 | 0.98778 | 0.92837 | 1.2378 | 1.143 | 1.1653 | 2.1812 | 1.3139 | 1.459
607 | 0.64712 | 2.3094 | 0.78439 | 1.0304 | 0.6443 | 1.4339 | 0.86495 | 0.9829 | 1.0017 | 3.3155 | 1.2423 | 1.6774 | 1.2722 | 4.8851 | 1.6446 | 2.1546 | 1.3361 | 1.2121 | 2.067 | 1.2712 | 1.7579 | 2.8213 | 2.6514 | 2.4865 | 1.795 | 1.8971 | 2.9254 | 1.5511 | 2.3508 | 1.1811 | 1.5188 | 1.2138 | 2.0697 | 1.6638 | 1.2637 | 2.1631 | 3.1146 | 2.7137 | 3.771 | 1.5635 | 1.4761 | 2.1005 | 1.7804 | 1.7724 | 3.788 | 2.1219 | 2.476 | 1.1984 | 1.0855 | 1.875 | 1.1268 | 1.5429 | 2.5252 | 2.3046 | 2.1785 | 1.5609 | 1.6674 | 2.5492 | 1.3686 | 2.0697 | 1.061 | 1.3511 | 1.0729 | 1.8246 | 1.4685 | 1.1501 | 1.9158 | 2.7303 | 2.3741 | 3.2538 | 1.382 | 1.307 | 1.8163 | 1.5744 | 1.5953 | 3.2691 | 1.8767 | 2.141 | 1.054 | 0.95401 | 1.6352 | 0.99195 | 1.3262 | 2.1977 | 1.9994 | 1.888 | 1.3676 | 1.453 | 2.2084 | 1.1912 | 1.7953 | 0.94011 | 1.2041 | 0.93701 | 1.5861 | 1.2873 | 1.0287 | 1.6634 | 2.3642 | 2.0549 | 2.7745 | 1.2146 | 1.1465 | 1.5623 | 1.393 | 1.4155 | 2.7916 | 1.6354 | 1.8393 | 0.85651 | 0.77537 | 1.3184 | 0.80939 | 1.0445 | 1.7643 | 1.5989 | 1.5094 | 1.1109 | 1.1677 | 1.7621 | 0.9573 | 1.4387 | 0.77227 | 1.0014 | 0.7602 | 1.2741 | 1.0422 | 0.85936 | 1.3339 | 1.8912 | 1.6438 | 2.1742 | 0.99047 | 0.93081 | 1.2411 | 1.1459 | 1.1684 | 2.1877 | 1.3172 | 1.4632
608 | 0.64928 | 2.3138 | 0.78716 | 1.034 | 0.6475 | 1.4374 | 0.86909 | 0.9876 | 1.0048 | 3.322 | 1.2462 | 1.6828 | 1.2768 | 4.8944 | 1.6506 | 2.1624 | 1.3397 | 1.2155 | 2.0726 | 1.2746 | 1.7629 | 2.8281 | 2.6589 | 2.4927 | 1.7998 | 1.9016 | 2.934 | 1.5551 | 2.3576 | 1.1843 | 1.5228 | 1.217 | 2.0754 | 1.6679 | 1.267 | 2.1684 | 3.1227 | 2.7205 | 3.7804 | 1.5676 | 1.4799 | 2.106 | 1.7848 | 1.7769 | 3.7984 | 2.1269 | 2.4829 | 1.2016 | 1.0885 | 1.8802 | 1.1298 | 1.5474 | 2.5313 | 2.3112 | 2.184 | 1.5652 | 1.6714 | 2.5568 | 1.3722 | 2.0756 | 1.0639 | 1.3547 | 1.0756 | 1.8297 | 1.4722 | 1.1532 | 1.9205 | 2.7374 | 2.3801 | 3.262 | 1.3857 | 1.3104 | 1.8211 | 1.5783 | 1.5994 | 3.2783 | 1.8812 | 2.147 | 1.0568 | 0.95671 | 1.6397 | 0.99458 | 1.33 | 2.2031 | 2.0052 | 1.8928 | 1.3714 | 1.4565 | 2.215 | 1.1943 | 1.8004 | 0.94267 | 1.2073 | 0.93947 | 1.5905 | 1.2906 | 1.0315 | 1.6676 | 2.3705 | 2.0602 | 2.7816 | 1.2179 | 1.1495 | 1.5664 | 1.3964 | 1.4192 | 2.7996 | 1.6394 | 1.8445 | 0.85884 | 0.7776 | 1.3221 | 0.81156 | 1.0476 | 1.7687 | 1.6036 | 1.5132 | 1.114 | 1.1706 | 1.7676 | 0.95982 | 1.4429 | 0.7744 | 1.0041 | 0.76222 | 1.2777 | 1.0449 | 0.86169 | 1.3372 | 1.8963 | 1.6481 | 2.1799 | 0.99316 | 0.93324 | 1.2444 | 1.1488 | 1.1715 | 2.1941 | 1.3204 | 1.4674
609 | 0.65144 | 2.3182 | 0.78993 | 1.0377 | 0.6507 | 1.4408 | 0.87322 | 0.9923 | 1.0079 | 3.3285 | 1.2501 | 1.6881 | 1.2814 | 4.9037 | 1.6565 | 2.1702 | 1.3433 | 1.2189 | 2.0783 | 1.2779 | 1.7679 | 2.8349 | 2.6665 | 2.4989 | 1.8046 | 1.9061 | 2.9427 | 1.5591 | 2.3644 | 1.1875 | 1.5267 | 1.2201 | 2.0811 | 1.672 | 1.2704 | 2.1736 | 3.1308 | 2.7274 | 3.7897 | 1.5718 | 1.4837 | 2.1114 | 1.7892 | 1.7814 | 3.8088 | 2.132 | 2.4899 | 1.2048 | 1.0916 | 1.8854 | 1.1328 | 1.5518 | 2.5374 | 2.3178 | 2.1895 | 1.5694 | 1.6754 | 2.5644 | 1.3757 | 2.0816 | 1.0668 | 1.3582 | 1.0784 | 1.8347 | 1.4758 | 1.1562 | 1.9252 | 2.7446 | 2.3861 | 3.2703 | 1.3894 | 1.3138 | 1.8258 | 1.5822 | 1.6035 | 3.2875 | 1.8858 | 2.1531 | 1.0597 | 0.95941 | 1.6443 | 0.99721 | 1.3339 | 2.2085 | 2.0111 | 1.8976 | 1.3751 | 1.4601 | 2.2217 | 1.1974 | 1.8056 | 0.94523 | 1.2105 | 0.94192 | 1.5949 | 1.2938 | 1.0342 | 1.6717 | 2.3767 | 2.0654 | 2.7887 | 1.2211 | 1.1525 | 1.5705 | 1.3999 | 1.4229 | 2.8077 | 1.6434 | 1.8498 | 0.86118 | 0.77982 | 1.3259 | 0.81372 | 1.0508 | 1.7731 | 1.6084 | 1.5171 | 1.117 | 1.1734 | 1.773 | 0.96234 | 1.4471 | 0.77652 | 1.0068 | 0.76424 | 1.2813 | 1.0475 | 0.86402 | 1.3406 | 1.9013 | 1.6523 | 2.1856 | 0.99584 | 0.93568 | 1.2478 | 1.1517 | 1.1746 | 2.2006 | 1.3237 | 1.4716
610 | 0.6536 | 2.3226 | 0.7927 | 1.0413 | 0.65391 | 1.4442 | 0.87736 | 0.997 | 1.011 | 3.335 | 1.254 | 1.6935 | 1.286 | 4.913 | 1.6625 | 2.178 | 1.3469 | 1.2222 | 2.0839 | 1.2813 | 1.773 | 2.8416 | 2.674 | 2.5051 | 1.8094 | 1.9107 | 2.9514 | 1.5631 | 2.3712 | 1.1906 | 1.5307 | 1.2232 | 2.0868 | 1.6761 | 1.2737 | 2.1789 | 3.1389 | 2.7342 | 3.799 | 1.5759 | 1.4875 | 2.1169 | 1.7935 | 1.7859 | 3.8192 | 2.137 | 2.4968 | 1.208 | 1.0946 | 1.8905 | 1.1357 | 1.5562 | 2.5435 | 2.3244 | 2.1949 | 1.5736 | 1.6794 | 2.5721 | 1.3792 | 2.0876 | 1.0697 | 1.3618 | 1.0812 | 1.8398 | 1.4795 | 1.1593 | 1.93 | 2.7518 | 2.3921 | 3.2785 | 1.393 | 1.3172 | 1.8306 | 1.5861 | 1.6076 | 3.2967 | 1.8903 | 2.1591 | 1.0625 | 0.96211 | 1.6489 | 0.99984 | 1.3378 | 2.2139 | 2.0169 | 1.9024 | 1.3788 | 1.4636 | 2.2284 | 1.2005 | 1.8108 | 0.94778 | 1.2137 | 0.94438 | 1.5993 | 1.297 | 1.037 | 1.6758 | 2.383 | 2.0707 | 2.7959 | 1.2244 | 1.1555 | 1.5746 | 1.4034 | 1.4266 | 2.8157 | 1.6473 | 1.855 | 0.86352 | 0.78205 | 1.3296 | 0.81588 | 1.0539 | 1.7775 | 1.6131 | 1.521 | 1.1201 | 1.1763 | 1.7784 | 0.96486 | 1.4513 | 0.77865 | 1.0095 | 0.76626 | 1.2849 | 1.0502 | 0.86634 | 1.344 | 1.9064 | 1.6566 | 2.1914 | 0.99853 | 0.93812 | 1.2511 | 1.1545 | 1.1776 | 2.2071 | 1.327 | 1.4757
611 | 0.65576 | 2.327 | 0.79547 | 1.0449 | 0.65711 | 1.4476 | 0.8815 | 1.0017 | 1.0141 | 3.3415 | 1.2579 | 1.6988 | 1.2906 | 4.9223 | 1.6684 | 2.1858 | 1.3505 | 1.2256 | 2.0896 | 1.2846 | 1.778 | 2.8484 | 2.6816 | 2.5113 | 1.8142 | 1.9152 | 2.96 | 1.567 | 2.3779 | 1.1938 | 1.5346 | 1.2264 | 2.0925 | 1.6802 | 1.2771 | 2.1842 | 3.147 | 2.741 | 3.8084 | 1.58 | 1.4913 | 2.1223 | 1.7979 | 1.7905 | 3.8297 | 2.1421 | 2.5037 | 1.2113 | 1.0977 | 1.8957 | 1.1387 | 1.5607 | 2.5497 | 2.3311 | 2.2004 | 1.5778 | 1.6834 | 2.5797 | 1.3828 | 2.0935 | 1.0725 | 1.3653 | 1.084 | 1.8448 | 1.4831 | 1.1623 | 1.9347 | 2.7589 | 2.3982 | 3.2867 | 1.3967 | 1.3205 | 1.8353 | 1.59 | 1.6117 | 3.3059 | 1.8948 | 2.1652 | 1.0654 | 0.9648 | 1.6534 | 1.0025 | 1.3416 | 2.2192 | 2.0227 | 1.9071 | 1.3826 | 1.4671 | 2.235 | 1.2036 | 1.816 | 0.95034 | 1.2169 | 0.94684 | 1.6038 | 1.3003 | 1.0397 | 1.68 | 2.3892 | 2.0759 | 2.803 | 1.2276 | 1.1584 | 1.5788 | 1.4068 | 1.4302 | 2.8237 | 1.6513 | 1.8602 | 0.86586 | 0.78427 | 1.3334 | 0.81804 | 1.057 | 1.7818 | 1.6179 | 1.5248 | 1.1232 | 1.1791 | 1.7838 | 0.96738 | 1.4555 | 0.78077 | 1.0122 | 0.76828 | 1.2885 | 1.0528 | 0.86867 | 1.3473 | 1.9114 | 1.6608 | 2.1971 | 1.0012 | 0.94056 | 1.2544 | 1.1574 | 1.1807 | 2.2135 | 1.3302 | 1.4799
612 | 0.65792 | 2.3314 | 0.79824 | 1.0486 | 0.66031 | 1.451 | 0.88563 | 1.0064 | 1.0172 | 3.348 | 1.2618 | 1.7042 | 1.2952 | 4.9316 | 1.6744 | 2.1936 | 1.3541 | 1.229 | 2.0952 | 1.288 | 1.783 | 2.8552 | 2.6891 | 2.5175 | 1.819 | 1.9197 | 2.9687 | 1.571 | 2.3847 | 1.197 | 1.5386 | 1.2295 | 2.0982 | 1.6843 | 1.2804 | 2.1895 | 3.1551 | 2.7478 | 3.8177 | 1.5841 | 1.4951 | 2.1278 | 1.8023 | 1.795 | 3.8401 | 2.1471 | 2.5106 | 1.2145 | 1.1007 | 1.9009 | 1.1417 | 1.5651 | 2.5558 | 2.3377 | 2.2059 | 1.582 | 1.6874 | 2.5873 | 1.3863 | 2.0995 | 1.0754 | 1.3689 | 1.0868 | 1.8499 | 1.4868 | 1.1654 | 1.9394 | 2.7661 | 2.4042 | 3.2949 | 1.4004 | 1.3239 | 1.8401 | 1.5939 | 1.6158 | 3.3151 | 1.8993 | 2.1712 | 1.0682 | 0.9675 | 1.658 | 1.0051 | 1.3455 | 2.2246 | 2.0285 | 1.9119 | 1.3863 | 1.4706 | 2.2417 | 1.2067 | 1.8212 | 0.9529 | 1.2201 | 0.9493 | 1.6082 | 1.3035 | 1.0425 | 1.6841 | 2.3955 | 2.0812 | 2.8101 | 1.2309 | 1.1614 | 1.5829 | 1.4103 | 1.4339 | 2.8317 | 1.6553 | 1.8654 | 0.8682 | 0.7865 | 1.3371 | 0.8202 | 1.0601 | 1.7862 | 1.6226 | 1.5287 | 1.1263 | 1.182 | 1.7892 | 0.9699 | 1.4597 | 0.7829 | 1.0149 | 0.7703 | 1.2921 | 1.0555 | 0.871 | 1.3507 | 1.9165 | 1.6651 | 2.2028 | 1.0039 | 0.943 | 1.2577 | 1.1603 | 1.1838 | 2.22 | 1.3335 | 1.4841
613 | 0.66008 | 2.3358 | 0.80101 | 1.0522 | 0.66352 | 1.4545 | 0.88977 | 1.0111 | 1.0203 | 3.3545 | 1.2657 | 1.7095 | 1.2998 | 4.9409 | 1.6804 | 2.2014 | 1.3577 | 1.2324 | 2.1008 | 1.2914 | 1.788 | 2.862 | 2.6966 | 2.5237 | 1.8238 | 1.9242 | 2.9774 | 1.575 | 2.3915 | 1.2002 | 1.5426 | 1.2326 | 2.1039 | 1.6884 | 1.2837 | 2.1948 | 3.1632 | 2.7546 | 3.827 | 1.5882 | 1.4989 | 2.1333 | 1.8067 | 1.7995 | 3.8505 | 2.1521 | 2.5175 | 1.2177 | 1.1037 | 1.9061 | 1.1447 | 1.5695 | 2.5619 | 2.3443 | 2.2114 | 1.5862 | 1.6914 | 2.5949 | 1.3898 | 2.1055 | 1.0783 | 1.3725 | 1.0896 | 1.855 | 1.4905 | 1.1685 | 1.9441 | 2.7733 | 2.4102 | 3.3031 | 1.4041 | 1.3273 | 1.8449 | 1.5978 | 1.6199 | 3.3243 | 1.9038 | 2.1772 | 1.0711 | 0.9702 | 1.6626 | 1.0077 | 1.3494 | 2.23 | 2.0343 | 1.9167 | 1.39 | 1.4741 | 2.2484 | 1.2098 | 1.8264 | 0.95546 | 1.2233 | 0.95176 | 1.6126 | 1.3067 | 1.0453 | 1.6882 | 2.4018 | 2.0865 | 2.8172 | 1.2342 | 1.1644 | 1.587 | 1.4138 | 1.4376 | 2.8397 | 1.6593 | 1.8706 | 0.87054 | 0.78872 | 1.3408 | 0.82236 | 1.0632 | 1.7906 | 1.6273 | 1.5326 | 1.1294 | 1.1849 | 1.7946 | 0.97242 | 1.4639 | 0.78502 | 1.0176 | 0.77232 | 1.2957 | 1.0582 | 0.87333 | 1.3541 | 1.9216 | 1.6694 | 2.2085 | 1.0066 | 0.94544 | 1.261 | 1.1632 | 1.1869 | 2.2265 | 1.3368 | 1.4883
614 | 0.66224 | 2.3402 | 0.80378 | 1.0558 | 0.66672 | 1.4579 | 0.8939 | 1.0158 | 1.0234 | 3.361 | 1.2696 | 1.7149 | 1.3044 | 4.9502 | 1.6863 | 2.2092 | 1.3613 | 1.2358 | 2.1065 | 1.2947 | 1.793 | 2.8688 | 2.7042 | 2.5299 | 1.8286 | 1.9288 | 2.986 | 1.5789 | 2.3983 | 1.2034 | 1.5465 | 1.2358 | 2.1096 | 1.6925 | 1.2871 | 2.2001 | 3.1713 | 2.7614 | 3.8364 | 1.5923 | 1.5027 | 2.1387 | 1.811 | 1.8041 | 3.8609 | 2.1572 | 2.5244 | 1.2209 | 1.1068 | 1.9113 | 1.1477 | 1.574 | 2.5681 | 2.3509 | 2.2168 | 1.5904 | 1.6954 | 2.6026 | 1.3934 | 2.1114 | 1.0811 | 1.376 | 1.0924 | 1.86 | 1.4941 | 1.1715 | 1.9488 | 2.7804 | 2.4163 | 3.3113 | 1.4078 | 1.3307 | 1.8496 | 1.6017 | 1.624 | 3.3335 | 1.9083 | 2.1833 | 1.0739 | 0.97289 | 1.6671 | 1.0104 | 1.3532 | 2.2353 | 2.0401 | 1.9215 | 1.3938 | 1.4776 | 2.255 | 1.2129 | 1.8316 | 0.95802 | 1.2265 | 0.95422 | 1.6171 | 1.31 | 1.048 | 1.6924 | 2.408 | 2.0917 | 2.8244 | 1.2374 | 1.1673 | 1.5911 | 1.4172 | 1.4413 | 2.8477 | 1.6633 | 1.8758 | 0.87288 | 0.79095 | 1.3446 | 0.82452 | 1.0663 | 1.7949 | 1.6321 | 1.5364 | 1.1325 | 1.1877 | 1.8 | 0.97494 | 1.4681 | 0.78715 | 1.0203 | 0.77434 | 1.2993 | 1.0608 | 0.87566 | 1.3574 | 1.9266 | 1.6736 | 2.2142 | 1.0093 | 0.94788 | 1.2643 | 1.166 | 1.19 | 2.2329 | 1.34 | 1.4925
615 | 0.6644 | 2.3446 | 0.80655 | 1.0595 | 0.66992 | 1.4613 | 0.89804 | 1.0205 | 1.0265 | 3.3675 | 1.2735 | 1.7202 | 1.309 | 4.9595 | 1.6923 | 2.217 | 1.3649 | 1.2392 | 2.1121 | 1.2981 | 1.798 | 2.8755 | 2.7117 | 2.5361 | 1.8334 | 1.9333 | 2.9947 | 1.5829 | 2.405 | 1.2066 | 1.5505 | 1.2389 | 2.1153 | 1.6966 | 1.2904 | 2.2054 | 3.1794 | 2.7683 | 3.8457 | 1.5964 | 1.5065 | 2.1442 | 1.8154 | 1.8086 | 3.8714 | 2.1622 | 2.5314 | 1.2242 | 1.1098 | 1.9164 | 1.1506 | 1.5784 | 2.5742 | 2.3576 | 2.2223 | 1.5946 | 1.6994 | 2.6102 | 1.3969 | 2.1174 | 1.084 | 1.3796 | 1.0952 | 1.8651 | 1.4978 | 1.1746 | 1.9535 | 2.7876 | 2.4223 | 3.3195 | 1.4114 | 1.334 | 1.8544 | 1.6056 | 1.6281 | 3.3427 | 1.9128 | 2.1893 | 1.0768 | 0.97559 | 1.6717 | 1.013 | 1.3571 | 2.2407 | 2.0459 | 1.9262 | 1.3975 | 1.4812 | 2.2617 | 1.216 | 1.8368 | 0.96058 | 1.2297 | 0.95667 | 1.6215 | 1.3132 | 1.0508 | 1.6965 | 2.4143 | 2.097 | 2.8315 | 1.2407 | 1.1703 | 1.5953 | 1.4207 | 1.4449 | 2.8557 | 1.6672 | 1.8811 | 0.87522 | 0.79317 | 1.3483 | 0.82668 | 1.0694 | 1.7993 | 1.6368 | 1.5403 | 1.1356 | 1.1906 | 1.8054 | 0.97746 | 1.4723 | 0.78927 | 1.023 | 0.77636 | 1.3029 | 1.0635 | 0.87798 | 1.3608 | 1.9317 | 1.6779 | 2.22 | 1.012 | 0.95032 | 1.2676 | 1.1689 | 1.1931 | 2.2394 | 1.3433 | 1.4966
616 | 0.66656 | 2.349 | 0.80932 | 1.0631 | 0.67312 | 1.4647 | 0.90218 | 1.0252 | 1.0296 | 3.374 | 1.2774 | 1.7256 | 1.3136 | 4.9688 | 1.6982 | 2.2248 | 1.3685 | 1.2425 | 2.1178 | 1.3014 | 1.8031 | 2.8823 | 2.7193 | 2.5423 | 1.8382 | 1.9378 | 3.0034 | 1.5869 | 2.4118 | 1.2097 | 1.5544 | 1.242 | 2.121 | 1.7007 | 1.2938 | 2.2106 | 3.1875 | 2.7751 | 3.855 | 1.6006 | 1.5103 | 2.1496 | 1.8198 | 1.8131 | 3.8818 | 2.1673 | 2.5383 | 1.2274 | 1.1129 | 1.9216 | 1.1536 | 1.5828 | 2.5803 | 2.3642 | 2.2278 | 1.5988 | 1.7034 | 2.6178 | 1.4004 | 2.1234 | 1.0869 | 1.3831 | 1.098 | 1.8701 | 1.5014 | 1.1776 | 1.9583 | 2.7948 | 2.4283 | 3.3278 | 1.4151 | 1.3374 | 1.8591 | 1.6095 | 1.6322 | 3.3519 | 1.9174 | 2.1954 | 1.0796 | 0.97829 | 1.6763 | 1.0156 | 1.361 | 2.2461 | 2.0518 | 1.931 | 1.4012 | 1.4847 | 2.2684 | 1.2191 | 1.842 | 0.96313 | 1.2329 | 0.95913 | 1.6259 | 1.3164 | 1.0535 | 1.7006 | 2.4205 | 2.1022 | 2.8386 | 1.2439 | 1.1733 | 1.5994 | 1.4242 | 1.4486 | 2.8638 | 1.6712 | 1.8863 | 0.87756 | 0.7954 | 1.3521 | 0.82884 | 1.0726 | 1.8037 | 1.6416 | 1.5442 | 1.1386 | 1.1934 | 1.8108 | 0.97998 | 1.4765 | 0.7914 | 1.0257 | 0.77838 | 1.3065 | 1.0661 | 0.88031 | 1.3642 | 1.9367 | 1.6821 | 2.2257 | 1.0146 | 0.95276 | 1.271 | 1.1718 | 1.1961 | 2.2459 | 1.3466 | 1.5008
617 | 0.66872 | 2.3534 | 0.81209 | 1.0667 | 0.67633 | 1.4681 | 0.90631 | 1.0299 | 1.0327 | 3.3805 | 1.2813 | 1.7309 | 1.3182 | 4.9781 | 1.7042 | 2.2326 | 1.3721 | 1.2459 | 2.1234 | 1.3048 | 1.8081 | 2.8891 | 2.7268 | 2.5485 | 1.843 | 1.9423 | 3.012 | 1.5909 | 2.4186 | 1.2129 | 1.5584 | 1.2452 | 2.1267 | 1.7048 | 1.2971 | 2.2159 | 3.1956 | 2.7819 | 3.8644 | 1.6047 | 1.5141 | 2.1551 | 1.8242 | 1.8176 | 3.8922 | 2.1723 | 2.5452 | 1.2306 | 1.1159 | 1.9268 | 1.1566 | 1.5873 | 2.5864 | 2.3708 | 2.2333 | 1.6031 | 1.7074 | 2.6254 | 1.404 | 2.1293 | 1.0898 | 1.3867 | 1.1007 | 1.8752 | 1.5051 | 1.1807 | 1.963 | 2.8019 | 2.4343 | 3.336 | 1.4188 | 1.3408 | 1.8639 | 1.6134 | 1.6363 | 3.3611 | 1.9219 | 2.2014 | 1.0825 | 0.98099 | 1.6808 | 1.0183 | 1.3648 | 2.2515 | 2.0576 | 1.9358 | 1.405 | 1.4882 | 2.275 | 1.2222 | 1.8471 | 0.96569 | 1.2361 | 0.96159 | 1.6303 | 1.3197 | 1.0563 | 1.7048 | 2.4268 | 2.1075 | 2.8457 | 1.2472 | 1.1763 | 1.6035 | 1.4276 | 1.4523 | 2.8718 | 1.6752 | 1.8915 | 0.87989 | 0.79762 | 1.3558 | 0.83101 | 1.0757 | 1.8081 | 1.6463 | 1.548 | 1.1417 | 1.1963 | 1.8163 | 0.9825 | 1.4807 | 0.79352 | 1.0284 | 0.7804 | 1.3101 | 1.0688 | 0.88264 | 1.3675 | 1.9418 | 1.6864 | 2.2314 | 1.0173 | 0.95519 | 1.2743 | 1.1747 | 1.1992 | 2.2523 | 1.3498 | 1.505
618 | 0.67088 | 2.3578 | 0.81486 | 1.0703 | 0.67953 | 1.4716 | 0.91045 | 1.0346 | 1.0358 | 3.387 | 1.2852 | 1.7363 | 1.3228 | 4.9874 | 1.7101 | 2.2404 | 1.3757 | 1.2493 | 2.1291 | 1.3081 | 1.8131 | 2.8959 | 2.7343 | 2.5547 | 1.8478 | 1.9469 | 3.0207 | 1.5948 | 2.4254 | 1.2161 | 1.5624 | 1.2483 | 2.1324 | 1.7089 | 1.3005 | 2.2212 | 3.2037 | 2.7887 | 3.8737 | 1.6088 | 1.5179 | 2.1606 | 1.8285 | 1.8222 | 3.9026 | 2.1774 | 2.5521 | 1.2338 | 1.119 | 1.932 | 1.1596 | 1.5917 | 2.5926 | 2.3774 | 2.2387 | 1.6073 | 1.7114 | 2.6331 | 1.4075 | 2.1353 | 1.0926 | 1.3903 | 1.1035 | 1.8802 | 1.5087 | 1.1838 | 1.9677 | 2.8091 | 2.4404 | 3.3442 | 1.4225 | 1.3442 | 1.8686 | 1.6173 | 1.6404 | 3.3703 | 1.9264 | 2.2075 | 1.0853 | 0.98368 | 1.6854 | 1.0209 | 1.3687 | 2.2568 | 2.0634 | 1.9406 | 1.4087 | 1.4917 | 2.2817 | 1.2253 | 1.8523 | 0.96825 | 1.2393 | 0.96405 | 1.6348 | 1.3229 | 1.059 | 1.7089 | 2.433 | 2.1127 | 2.8529 | 1.2504 | 1.1792 | 1.6076 | 1.4311 | 1.456 | 2.8798 | 1.6792 | 1.8967 | 0.88223 | 0.79985 | 1.3595 | 0.83317 | 1.0788 | 1.8124 | 1.651 | 1.5519 | 1.1448 | 1.1991 | 1.8217 | 0.98502 | 1.4849 | 0.79565 | 1.0311 | 0.78242 | 1.3137 | 1.0714 | 0.88497 | 1.3709 | 1.9468 | 1.6906 | 2.2371 | 1.02 | 0.95763 | 1.2776 | 1.1775 | 1.2023 | 2.2588 | 1.3531 | 1.5092
619 | 0.67304 | 2.3622 | 0.81763 | 1.074 | 0.68273 | 1.475 | 0.91458 | 1.0393 | 1.0389 | 3.3935 | 1.2891 | 1.7416 | 1.3274 | 4.9967 | 1.7161 | 2.2482 | 1.3792 | 1.2527 | 2.1347 | 1.3115 | 1.8181 | 2.9026 | 2.7419 | 2.5609 | 1.8526 | 1.9514 | 3.0293 | 1.5988 | 2.4321 | 1.2193 | 1.5663 | 1.2514 | 2.1381 | 1.713 | 1.3038 | 2.2265 | 3.2119 | 2.7955 | 3.8831 | 1.6129 | 1.5217 | 2.166 | 1.8329 | 1.8267 | 3.9131 | 2.1824 | 2.559 | 1.2371 | 1.122 | 1.9372 | 1.1626 | 1.5961 | 2.5987 | 2.3841 | 2.2442 | 1.6115 | 1.7154 | 2.6407 | 1.411 | 2.1412 | 1.0955 | 1.3938 | 1.1063 | 1.8853 | 1.5124 | 1.1868 | 1.9724 | 2.8163 | 2.4464 | 3.3524 | 1.4261 | 1.3475 | 1.8734 | 1.6212 | 1.6445 | 3.3795 | 1.9309 | 2.2135 | 1.0882 | 0.98638 | 1.69 | 1.0235 | 1.3725 | 2.2622 | 2.0692 | 1.9453 | 1.4124 | 1.4952 | 2.2884 | 1.2284 | 1.8575 | 0.97081 | 1.2425 | 0.96651 | 1.6392 | 1.3261 | 1.0618 | 1.7131 | 2.4393 | 2.118 | 2.86 | 1.2537 | 1.1822 | 1.6118 | 1.4345 | 1.4596 | 2.8878 | 1.6832 | 1.9019 | 0.88457 | 0.80207 | 1.3633 | 0.83533 | 1.0819 | 1.8168 | 1.6558 | 1.5557 | 1.1479 | 1.202 | 1.8271 | 0.98754 | 1.489 | 0.79777 | 1.0338 | 0.78444 | 1.3173 | 1.0741 | 0.88729 | 1.3742 | 1.9519 | 1.6949 | 2.2429 | 1.0227 | 0.96007 | 1.2809 | 1.1804 | 1.2054 | 2.2653 | 1.3563 | 1.5134
620 | 0.6752 | 2.3666 | 0.8204 | 1.0776 | 0.68594 | 1.4784 | 0.91872 | 1.044 | 1.042 | 3.4 | 1.293 | 1.747 | 1.332 | 5.006 | 1.722 | 2.256 | 1.3828 | 1.2561 | 2.1404 | 1.3148 | 1.8231 | 2.9094 | 2.7494 | 2.5671 | 1.8574 | 1.9559 | 3.038 | 1.6028 | 2.4389 | 1.2225 | 1.5703 | 1.2545 | 2.1438 | 1.7171 | 1.3072 | 2.2318 | 3.22 | 2.8023 | 3.8924 | 1.617 | 1.5255 | 2.1715 | 1.8373 | 1.8312 | 3.9235 | 2.1874 | 2.5659 | 1.2403 | 1.125 | 1.9423 | 1.1655 | 1.6005 | 2.6048 | 2.3907 | 2.2497 | 1.6157 | 1.7194 | 2.6483 | 1.4145 | 2.1472 | 1.0984 | 1.3974 | 1.1091 | 1.8903 | 1.516 | 1.1899 | 1.9771 | 2.8235 | 2.4524 | 3.3606 | 1.4298 | 1.3509 | 1.8782 | 1.6251 | 1.6486 | 3.3887 | 1.9354 | 2.2196 | 1.091 | 0.98908 | 1.6945 | 1.0261 | 1.3764 | 2.2676 | 2.075 | 1.9501 | 1.4161 | 1.4987 | 2.2951 | 1.2315 | 1.8627 | 0.97337 | 1.2457 | 0.96897 | 1.6436 | 1.3293 | 1.0646 | 1.7172 | 2.4455 | 2.1232 | 2.8671 | 1.257 | 1.1852 | 1.6159 | 1.438 | 1.4633 | 2.8958 | 1.6871 | 1.9071 | 0.88691 | 0.8043 | 1.367 | 0.83749 | 1.085 | 1.8212 | 1.6605 | 1.5596 | 1.151 | 1.2048 | 1.8325 | 0.99006 | 1.4932 | 0.7999 | 1.0365 | 0.78646 | 1.3209 | 1.0767 | 0.88962 | 1.3776 | 1.957 | 1.6991 | 2.2486 | 1.0254 | 0.96251 | 1.2842 | 1.1833 | 1.2085 | 2.2717 | 1.3596 | 1.5175
621 | 0.67736 | 2.371 | 0.82317 | 1.0812 | 0.68914 | 1.4818 | 0.92286 | 1.0487 | 1.0451 | 3.4065 | 1.2969 | 1.7523 | 1.3366 | 5.0153 | 1.7279 | 2.2638 | 1.3864 | 1.2595 | 2.146 | 1.3182 | 1.8281 | 2.9162 | 2.757 | 2.5733 | 1.8622 | 1.9604 | 3.0467 | 1.6067 | 2.4457 | 1.2257 | 1.5742 | 1.2577 | 2.1495 | 1.7212 | 1.3105 | 2.2371 | 3.2281 | 2.8092 | 3.9017 | 1.6211 | 1.5293 | 2.1769 | 1.8417 | 1.8358 | 3.9339 | 2.1925 | 2.5729 | 1.2435 | 1.1281 | 1.9475 | 1.1685 | 1.605 | 2.6109 | 2.3973 | 2.2552 | 1.6199 | 1.7235 | 2.6559 | 1.4181 | 2.1532 | 1.1013 | 1.4009 | 1.1119 | 1.8954 | 1.5197 | 1.193 | 1.9818 | 2.8306 | 2.4584 | 3.3688 | 1.4335 | 1.3543 | 1.8829 | 1.629 | 1.6528 | 3.3979 | 1.9399 | 2.2256 | 1.0939 | 0.99177 | 1.6991 | 1.0288 | 1.3803 | 2.273 | 2.0808 | 1.9549 | 1.4199 | 1.5023 | 2.3017 | 1.2346 | 1.8679 | 0.97593 | 1.2489 | 0.97142 | 1.6481 | 1.3326 | 1.0673 | 1.7213 | 2.4518 | 2.1285 | 2.8742 | 1.2602 | 1.1881 | 1.62 | 1.4415 | 1.467 | 2.9038 | 1.6911 | 1.9124 | 0.88925 | 0.80652 | 1.3708 | 0.83965 | 1.0881 | 1.8256 | 1.6652 | 1.5635 | 1.1541 | 1.2077 | 1.8379 | 0.99257 | 1.4974 | 0.80202 | 1.0392 | 0.78847 | 1.3245 | 1.0794 | 0.89195 | 1.381 | 1.962 | 1.7034 | 2.2543 | 1.0281 | 0.96495 | 1.2875 | 1.1862 | 1.2116 | 2.2782 | 1.3629 | 1.5217
622 | 0.67952 | 2.3753 | 0.82594 | 1.0849 | 0.69234 | 1.4852 | 0.92699 | 1.0534 | 1.0482 | 3.413 | 1.3008 | 1.7577 | 1.3412 | 5.0246 | 1.7339 | 2.2716 | 1.39 | 1.2628 | 2.1516 | 1.3216 | 1.8332 | 2.923 | 2.7645 | 2.5795 | 1.8669 | 1.965 | 3.0553 | 1.6107 | 2.4525 | 1.2288 | 1.5782 | 1.2608 | 2.1553 | 1.7253 | 1.3138 | 2.2424 | 3.2362 | 2.816 | 3.9111 | 1.6252 | 1.5331 | 2.1824 | 1.846 | 1.8403 | 3.9443 | 2.1975 | 2.5798 | 1.2467 | 1.1311 | 1.9527 | 1.1715 | 1.6094 | 2.6171 | 2.4039 | 2.2606 | 1.6241 | 1.7275 | 2.6636 | 1.4216 | 2.1591 | 1.1041 | 1.4045 | 1.1147 | 1.9004 | 1.5234 | 1.196 | 1.9866 | 2.8378 | 2.4645 | 3.377 | 1.4372 | 1.3577 | 1.8877 | 1.6329 | 1.6569 | 3.4071 | 1.9444 | 2.2316 | 1.0967 | 0.99447 | 1.7037 | 1.0314 | 1.3841 | 2.2783 | 2.0866 | 1.9597 | 1.4236 | 1.5058 | 2.3084 | 1.2377 | 1.8731 | 0.97848 | 1.2521 | 0.97388 | 1.6525 | 1.3358 | 1.0701 | 1.7255 | 2.458 | 2.1338 | 2.8814 | 1.2635 | 1.1911 | 1.6241 | 1.4449 | 1.4707 | 2.9118 | 1.6951 | 1.9176 | 0.89159 | 0.80875 | 1.3745 | 0.84181 | 1.0912 | 1.8299 | 1.67 | 1.5673 | 1.1572 | 1.2106 | 1.8433 | 0.99509 | 1.5016 | 0.80415 | 1.0419 | 0.79049 | 1.3281 | 1.082 | 0.89428 | 1.3843 | 1.9671 | 1.7076 | 2.26 | 1.0308 | 0.96739 | 1.2908 | 1.189 | 1.2146 | 2.2847 | 1.3661 | 1.5259
623 | 0.68168 | 2.3797 | 0.82871 | 1.0885 | 0.69555 | 1.4887 | 0.93113 | 1.0581 | 1.0513 | 3.4195 | 1.3047 | 1.763 | 1.3458 | 5.0339 | 1.7398 | 2.2794 | 1.3936 | 1.2662 | 2.1573 | 1.3249 | 1.8382 | 2.9298 | 2.7721 | 2.5857 | 1.8717 | 1.9695 | 3.064 | 1.6147 | 2.4592 | 1.232 | 1.5822 | 1.2639 | 2.161 | 1.7294 | 1.3172 | 2.2476 | 3.2443 | 2.8228 | 3.9204 | 1.6294 | 1.5369 | 2.1879 | 1.8504 | 1.8448 | 3.9548 | 2.2026 | 2.5867 | 1.25 | 1.1342 | 1.9579 | 1.1745 | 1.6138 | 2.6232 | 2.4106 | 2.2661 | 1.6283 | 1.7315 | 2.6712 | 1.4251 | 2.1651 | 1.107 | 1.408 | 1.1175 | 1.9055 | 1.527 | 1.1991 | 1.9913 | 2.845 | 2.4705 | 3.3853 | 1.4409 | 1.361 | 1.8924 | 1.6368 | 1.661 | 3.4163 | 1.949 | 2.2377 | 1.0996 | 0.99717 | 1.7082 | 1.034 | 1.388 | 2.2837 | 2.0925 | 1.9644 | 1.4273 | 1.5093 | 2.3151 | 1.2408 | 1.8783 | 0.98104 | 1.2553 | 0.97634 | 1.6569 | 1.339 | 1.0728 | 1.7296 | 2.4643 | 2.139 | 2.8885 | 1.2667 | 1.1941 | 1.6283 | 1.4484 | 1.4743 | 2.9199 | 1.6991 | 1.9228 | 0.89393 | 0.81097 | 1.3783 | 0.84397 | 1.0944 | 1.8343 | 1.6747 | 1.5712 | 1.1602 | 1.2134 | 1.8487 | 0.99761 | 1.5058 | 0.80627 | 1.0446 | 0.79251 | 1.3317 | 1.0847 | 0.89661 | 1.3877 | 1.9721 | 1.7119 | 2.2657 | 1.0334 | 0.96983 | 1.2942 | 1.1919 | 1.2177 | 2.2911 | 1.3694 | 1.5301
624 | 0.68384 | 2.3841 | 0.83148 | 1.0921 | 0.69875 | 1.4921 | 0.93526 | 1.0628 | 1.0544 | 3.426 | 1.3086 | 1.7684 | 1.3504 | 5.0432 | 1.7458 | 2.2872 | 1.3972 | 1.2696 | 2.1629 | 1.3283 | 1.8432 | 2.9365 | 2.7796 | 2.5919 | 1.8765 | 1.974 | 3.0727 | 1.6187 | 2.466 | 1.2352 | 1.5861 | 1.2671 | 2.1667 | 1.7335 | 1.3205 | 2.2529 | 3.2524 | 2.8296 | 3.9297 | 1.6335 | 1.5407 | 2.1933 | 1.8548 | 1.8493 | 3.9652 | 2.2076 | 2.5936 | 1.2532 | 1.1372 | 1.9631 | 1.1775 | 1.6183 | 2.6293 | 2.4172 | 2.2716 | 1.6325 | 1.7355 | 2.6788 | 1.4287 | 2.1711 | 1.1099 | 1.4116 | 1.1203 | 1.9105 | 1.5307 | 1.2021 | 1.996 | 2.8521 | 2.4765 | 3.3935 | 1.4445 | 1.3644 | 1.8972 | 1.6407 | 1.6651 | 3.4255 | 1.9535 | 2.2437 | 1.1024 | 0.99987 | 1.7128 | 1.0367 | 1.3919 | 2.2891 | 2.0983 | 1.9692 | 1.4311 | 1.5128 | 2.3217 | 1.2439 | 1.8835 | 0.9836 | 1.2585 | 0.9788 | 1.6613 | 1.3423 | 1.0756 | 1.7337 | 2.4705 | 2.1443 | 2.8956 | 1.27 | 1.1971 | 1.6324 | 1.4519 | 1.478 | 2.9279 | 1.7031 | 1.928 | 0.89627 | 0.8132 | 1.382 | 0.84613 | 1.0975 | 1.8387 | 1.6795 | 1.5751 | 1.1633 | 1.2163 | 1.8541 | 1.0001 | 1.51 | 0.8084 | 1.0473 | 0.79453 | 1.3353 | 1.0873 | 0.89893 | 1.3911 | 1.9772 | 1.7161 | 2.2715 | 1.0361 | 0.97227 | 1.2975 | 1.1948 | 1.2208 | 2.2976 | 1.3727 | 1.5343
625 | 0.686 | 2.3885 | 0.83425 | 1.0958 | 0.70195 | 1.4955 | 0.9394 | 1.0675 | 1.0575 | 3.4325 | 1.3125 | 1.7737 | 1.355 | 5.0525 | 1.7517 | 2.295 | 1.4008 | 1.273 | 2.1686 | 1.3316 | 1.8482 | 2.9433 | 2.7871 | 2.5981 | 1.8813 | 1.9785 | 3.0813 | 1.6226 | 2.4728 | 1.2384 | 1.5901 | 1.2702 | 2.1724 | 1.7376 | 1.3239 | 2.2582 | 3.2605 | 2.8364 | 3.9391 | 1.6376 | 1.5445 | 2.1988 | 1.8592 | 1.8539 | 3.9756 | 2.2126 | 2.6005 | 1.2564 | 1.1402 | 1.9682 | 1.1804 | 1.6227 | 2.6355 | 2.4238 | 2.2771 | 1.6367 | 1.7395 | 2.6864 | 1.4322 | 2.177 | 1.1127 | 1.4152 | 1.1231 | 1.9156 | 1.5343 | 1.2052 | 2.0007 | 2.8593 | 2.4826 | 3.4017 | 1.4482 | 1.3678 | 1.902 | 1.6446 | 1.6692 | 3.4347 | 1.958 | 2.2498 | 1.1053 | 1.0026 | 1.7174 | 1.0393 | 1.3957 | 2.2944 | 2.1041 | 1.974 | 1.4348 | 1.5163 | 2.3284 | 1.247 | 1.8887 | 0.98616 | 1.2617 | 0.98126 | 1.6658 | 1.3455 | 1.0784 | 1.7379 | 2.4768 | 2.1495 | 2.9027 | 1.2733 | 1.2 | 1.6365 | 1.4553 | 1.4817 | 2.9359 | 1.707 | 1.9332 | 0.89861 | 0.81542 | 1.3857 | 0.84829 | 1.1006 | 1.843 | 1.6842 | 1.5789 | 1.1664 | 1.2191 | 1.8595 | 1.0027 | 1.5142 | 0.81052 | 1.05 | 0.79655 | 1.3389 | 1.09 | 0.90126 | 1.3944 | 1.9823 | 1.7204 | 2.2772 | 1.0388 | 0.97471 | 1.3008 | 1.1977 | 1.2239 | 2.3041 | 1.3759 | 1.5384
626 | 0.68816 | 2.3929 | 0.83702 | 1.0994 | 0.70516 | 1.4989 | 0.94354 | 1.0722 | 1.0606 | 3.439 | 1.3164 | 1.7791 | 1.3596 | 5.0618 | 1.7577 | 2.3028 | 1.4044 | 1.2764 | 2.1742 | 1.335 | 1.8532 | 2.9501 | 2.7947 | 2.6043 | 1.8861 | 1.9831 | 3.09 | 1.6266 | 2.4796 | 1.2416 | 1.5941 | 1.2733 | 2.1781 | 1.7417 | 1.3272 | 2.2635 | 3.2686 | 2.8432 | 3.9484 | 1.6417 | 1.5483 | 2.2043 | 1.8635 | 1.8584 | 3.986 | 2.2177 | 2.6074 | 1.2596 | 1.1433 | 1.9734 | 1.1834 | 1.6271 | 2.6416 | 2.4304 | 2.2825 | 1.641 | 1.7435 | 2.6941 | 1.4357 | 2.183 | 1.1156 | 1.4187 | 1.1258 | 1.9206 | 1.538 | 1.2083 | 2.0054 | 2.8665 | 2.4886 | 3.4099 | 1.4519 | 1.3712 | 1.9067 | 1.6485 | 1.6733 | 3.4439 | 1.9625 | 2.2558 | 1.1081 | 1.0053 | 1.7219 | 1.0419 | 1.3996 | 2.2998 | 2.1099 | 1.9788 | 1.4385 | 1.5198 | 2.3351 | 1.2501 | 1.8938 | 0.98872 | 1.2649 | 0.98372 | 1.6702 | 1.3487 | 1.0811 | 1.742 | 2.483 | 2.1548 | 2.9099 | 1.2765 | 1.203 | 1.6406 | 1.4588 | 1.4854 | 2.9439 | 1.711 | 1.9384 | 0.90094 | 0.81765 | 1.3895 | 0.85046 | 1.1037 | 1.8474 | 1.6889 | 1.5828 | 1.1695 | 1.222 | 1.865 | 1.0052 | 1.5184 | 0.81265 | 1.0527 | 0.79857 | 1.3425 | 1.0926 | 0.90359 | 1.3978 | 1.9873 | 1.7246 | 2.2829 | 1.0415 | 0.97714 | 1.3041 | 1.2005 | 1.227 | 2.3105 | 1.3792 | 1.5426
627 | 0.69032 | 2.3973 | 0.83979 | 1.103 | 0.70836 | 1.5023 | 0.94767 | 1.0769 | 1.0637 | 3.4455 | 1.3203 | 1.7844 | 1.3642 | 5.0711 | 1.7636 | 2.3106 | 1.408 | 1.2798 | 2.1799 | 1.3383 | 1.8582 | 2.9569 | 2.8022 | 2.6105 | 1.8909 | 1.9876 | 3.0987 | 1.6306 | 2.4863 | 1.2448 | 1.598 | 1.2765 | 2.1838 | 1.7458 | 1.3306 | 2.2688 | 3.2767 | 2.8501 | 3.9577 | 1.6458 | 1.5521 | 2.2097 | 1.8679 | 1.8629 | 3.9965 | 2.2227 | 2.6144 | 1.2629 | 1.1463 | 1.9786 | 1.1864 | 1.6316 | 2.6477 | 2.4371 | 2.288 | 1.6452 | 1.7475 | 2.7017 | 1.4393 | 2.189 | 1.1185 | 1.4223 | 1.1286 | 1.9257 | 1.5416 | 1.2113 | 2.0101 | 2.8736 | 2.4946 | 3.4181 | 1.4556 | 1.3745 | 1.9115 | 1.6524 | 1.6774 | 3.4531 | 1.967 | 2.2619 | 1.111 | 1.008 | 1.7265 | 1.0446 | 1.4035 | 2.3052 | 2.1157 | 1.9835 | 1.4423 | 1.5234 | 2.3417 | 1.2532 | 1.899 | 0.99128 | 1.2681 | 0.98617 | 1.6746 | 1.352 | 1.0839 | 1.7461 | 2.4893 | 2.16 | 2.917 | 1.2798 | 1.206 | 1.6448 | 1.4623 | 1.489 | 2.9519 | 1.715 | 1.9437 | 0.90328 | 0.81987 | 1.3932 | 0.85262 | 1.1068 | 1.8518 | 1.6937 | 1.5867 | 1.1726 | 1.2248 | 1.8704 | 1.0077 | 1.5226 | 0.81477 | 1.0554 | 0.80059 | 1.3461 | 1.0953 | 0.90592 | 1.4012 | 1.9924 | 1.7289 | 2.2886 | 1.0442 | 0.97958 | 1.3074 | 1.2034 | 1.2301 | 2.317 | 1.3825 | 1.5468
628 | 0.69248 | 2.4017 | 0.84256 | 1.1066 | 0.71156 | 1.5058 | 0.95181 | 1.0816 | 1.0668 | 3.452 | 1.3242 | 1.7898 | 1.3688 | 5.0804 | 1.7696 | 2.3184 | 1.4116 | 1.2831 | 2.1855 | 1.3417 | 1.8633 | 2.9636 | 2.8098 | 2.6167 | 1.8957 | 1.9921 | 3.1073 | 1.6346 | 2.4931 | 1.2479 | 1.602 | 1.2796 | 2.1895 | 1.7499 | 1.3339 | 2.2741 | 3.2848 | 2.8569 | 3.9671 | 1.6499 | 1.5559 | 2.2152 | 1.8723 | 1.8674 | 4.0069 | 2.2278 | 2.6213 | 1.2661 | 1.1494 | 1.9838 | 1.1894 | 1.636 | 2.6538 | 2.4437 | 2.2935 | 1.6494 | 1.7515 | 2.7093 | 1.4428 | 2.1949 | 1.1214 | 1.4258 | 1.1314 | 1.9307 | 1.5453 | 1.2144 | 2.0149 | 2.8808 | 2.5006 | 3.4263 | 1.4592 | 1.3779 | 1.9162 | 1.6563 | 1.6815 | 3.4623 | 1.9715 | 2.2679 | 1.1138 | 1.0107 | 1.7311 | 1.0472 | 1.4073 | 2.3106 | 2.1215 | 1.9883 | 1.446 | 1.5269 | 2.3484 | 1.2563 | 1.9042 | 0.99383 | 1.2713 | 0.98863 | 1.679 | 1.3552 | 1.0866 | 1.7503 | 2.4955 | 2.1653 | 2.9241 | 1.283 | 1.209 | 1.6489 | 1.4657 | 1.4927 | 2.9599 | 1.719 | 1.9489 | 0.90562 | 0.8221 | 1.397 | 0.85478 | 1.1099 | 1.8562 | 1.6984 | 1.5905 | 1.1757 | 1.2277 | 1.8758 | 1.0102 | 1.5268 | 0.8169 | 1.0581 | 0.80261 | 1.3497 | 1.0979 | 0.90824 | 1.4045 | 1.9974 | 1.7331 | 2.2944 | 1.0469 | 0.98202 | 1.3107 | 1.2063 | 1.2331 | 2.3235 | 1.3857 | 1.551
629 | 0.69464 | 2.4061 | 0.84533 | 1.1103 | 0.71477 | 1.5092 | 0.95594 | 1.0863 | 1.0699 | 3.4585 | 1.3281 | 1.7951 | 1.3734 | 5.0897 | 1.7755 | 2.3262 | 1.4152 | 1.2865 | 2.1912 | 1.345 | 1.8683 | 2.9704 | 2.8173 | 2.6229 | 1.9005 | 1.9966 | 3.116 | 1.6385 | 2.4999 | 1.2511 | 1.6059 | 1.2827 | 2.1952 | 1.754 | 1.3373 | 2.2794 | 3.2929 | 2.8637 | 3.9764 | 1.654 | 1.5597 | 2.2206 | 1.8767 | 1.872 | 4.0173 | 2.2328 | 2.6282 | 1.2693 | 1.1524 | 1.989 | 1.1924 | 1.6404 | 2.66 | 2.4503 | 2.299 | 1.6536 | 1.7555 | 2.7169 | 1.4463 | 2.2009 | 1.1242 | 1.4294 | 1.1342 | 1.9358 | 1.5489 | 1.2174 | 2.0196 | 2.888 | 2.5067 | 3.4345 | 1.4629 | 1.3813 | 1.921 | 1.6602 | 1.6856 | 3.4715 | 1.976 | 2.274 | 1.1167 | 1.0134 | 1.7356 | 1.0498 | 1.4112 | 2.3159 | 2.1273 | 1.9931 | 1.4497 | 1.5304 | 2.3551 | 1.2594 | 1.9094 | 0.99639 | 1.2745 | 0.99109 | 1.6835 | 1.3584 | 1.0894 | 1.7544 | 2.5018 | 2.1705 | 2.9312 | 1.2863 | 1.2119 | 1.653 | 1.4692 | 1.4964 | 2.9679 | 1.723 | 1.9541 | 0.90796 | 0.82432 | 1.4007 | 0.85694 | 1.113 | 1.8605 | 1.7032 | 1.5944 | 1.1788 | 1.2305 | 1.8812 | 1.0127 | 1.531 | 0.81902 | 1.0608 | 0.80463 | 1.3533 | 1.1006 | 0.91057 | 1.4079 | 2.0025 | 1.7374 | 2.3001 | 1.0496 | 0.98446 | 1.314 | 1.2092 | 1.2362 | 2.3299 | 1.389 | 1.5552
630 | 0.6968 | 2.4105 | 0.8481 | 1.1139 | 0.71797 | 1.5126 | 0.96008 | 1.091 | 1.073 | 3.465 | 1.332 | 1.8005 | 1.378 | 5.099 | 1.7815 | 2.334 | 1.4188 | 1.2899 | 2.1968 | 1.3484 | 1.8733 | 2.9772 | 2.8248 | 2.6291 | 1.9053 | 2.0012 | 3.1247 | 1.6425 | 2.5067 | 1.2543 | 1.6099 | 1.2858 | 2.2009 | 1.758 | 1.3406 | 2.2846 | 3.301 | 2.8705 | 3.9858 | 1.6581 | 1.5635 | 2.2261 | 1.881 | 1.8765 | 4.0277 | 2.2379 | 2.6351 | 1.2725 | 1.1555 | 1.9942 | 1.1953 | 1.6448 | 2.6661 | 2.4569 | 2.3044 | 1.6578 | 1.7595 | 2.7246 | 1.4499 | 2.2068 | 1.1271 | 1.433 | 1.137 | 1.9408 | 1.5526 | 1.2205 | 2.0243 | 2.8951 | 2.5127 | 3.4428 | 1.4666 | 1.3847 | 1.9257 | 1.6641 | 1.6897 | 3.4807 | 1.9805 | 2.28 | 1.1195 | 1.016 | 1.7402 | 1.0525 | 1.4151 | 2.3213 | 2.1331 | 1.9979 | 1.4535 | 1.5339 | 2.3617 | 1.2625 | 1.9146 | 0.99895 | 1.2777 | 0.99355 | 1.6879 | 1.3616 | 1.0921 | 1.7585 | 2.508 | 2.1758 | 2.9384 | 1.2895 | 1.2149 | 1.6571 | 1.4727 | 1.5001 | 2.976 | 1.727 | 1.9593 | 0.9103 | 0.82655 | 1.4044 | 0.8591 | 1.1161 | 1.8649 | 1.7079 | 1.5983 | 1.1819 | 1.2334 | 1.8866 | 1.0152 | 1.5352 | 0.82115 | 1.0636 | 0.80665 | 1.357 | 1.1033 | 0.9129 | 1.4113 | 2.0075 | 1.7417 | 2.3058 | 1.0522 | 0.9869 | 1.3174 | 1.212 | 1.2393 | 2.3364 | 1.3922 | 1.5594
631 | 0.69896 | 2.4149 | 0.85087 | 1.1175 | 0.72117 | 1.516 | 0.96422 | 1.0957 | 1.0761 | 3.4715 | 1.3359 | 1.8058 | 1.3826 | 5.1083 | 1.7874 | 2.3418 | 1.4223 | 1.2933 | 2.2024 | 1.3518 | 1.8783 | 2.984 | 2.8324 | 2.6352 | 1.9101 | 2.0057 | 3.1333 | 1.6465 | 2.5134 | 1.2575 | 1.6139 | 1.289 | 2.2066 | 1.7621 | 1.3439 | 2.2899 | 3.3092 | 2.8773 | 3.9951 | 1.6623 | 1.5672 | 2.2316 | 1.8854 | 1.881 | 4.0382 | 2.2429 | 2.642 | 1.2758 | 1.1585 | 1.9993 | 1.1983 | 1.6493 | 2.6722 | 2.4636 | 2.3099 | 1.662 | 1.7635 | 2.7322 | 1.4534 | 2.2128 | 1.13 | 1.4365 | 1.1398 | 1.9459 | 1.5563 | 1.2236 | 2.029 | 2.9023 | 2.5187 | 3.451 | 1.4703 | 1.388 | 1.9305 | 1.6679 | 1.6938 | 3.4898 | 1.9851 | 2.286 | 1.1224 | 1.0187 | 1.7448 | 1.0551 | 1.4189 | 2.3267 | 2.139 | 2.0026 | 1.4572 | 1.5374 | 2.3684 | 1.2655 | 1.9198 | 1.0015 | 1.281 | 0.99601 | 1.6923 | 1.3649 | 1.0949 | 1.7627 | 2.5143 | 2.1811 | 2.9455 | 1.2928 | 1.2179 | 1.6613 | 1.4761 | 1.5037 | 2.984 | 1.7309 | 1.9645 | 0.91264 | 0.82877 | 1.4082 | 0.86126 | 1.1193 | 1.8693 | 1.7126 | 1.6021 | 1.1849 | 1.2363 | 1.892 | 1.0178 | 1.5393 | 0.82327 | 1.0663 | 0.80867 | 1.3606 | 1.1059 | 0.91523 | 1.4146 | 2.0126 | 1.7459 | 2.3115 | 1.0549 | 0.98934 | 1.3207 | 1.2149 | 1.2424 | 2.3429 | 1.3955 | 1.5635
632 | 0.70112 | 2.4193 | 0.85364 | 1.1212 | 0.72437 | 1.5194 | 0.96835 | 1.1004 | 1.0792 | 3.478 | 1.3398 | 1.8112 | 1.3872 | 5.1176 | 1.7934 | 2.3496 | 1.4259 | 1.2967 | 2.2081 | 1.3551 | 1.8833 | 2.9908 | 2.8399 | 2.6414 | 1.9149 | 2.0102 | 3.142 | 1.6504 | 2.5202 | 1.2607 | 1.6178 | 1.2921 | 2.2123 | 1.7662 | 1.3473 | 2.2952 | 3.3173 | 2.8841 | 4.0044 | 1.6664 | 1.571 | 2.237 | 1.8898 | 1.8856 | 4.0486 | 2.2479 | 2.6489 | 1.279 | 1.1615 | 2.0045 | 1.2013 | 1.6537 | 2.6784 | 2.4702 | 2.3154 | 1.6662 | 1.7675 | 2.7398 | 1.4569 | 2.2188 | 1.1328 | 1.4401 | 1.1426 | 1.951 | 1.5599 | 1.2266 | 2.0337 | 2.9095 | 2.5248 | 3.4592 | 1.474 | 1.3914 | 1.9353 | 1.6718 | 1.6979 | 3.499 | 1.9896 | 2.2921 | 1.1252 | 1.0214 | 1.7493 | 1.0577 | 1.4228 | 2.332 | 2.1448 | 2.0074 | 1.4609 | 1.5409 | 2.3751 | 1.2686 | 1.925 | 1.0041 | 1.2842 | 0.99847 | 1.6968 | 1.3681 | 1.0977 | 1.7668 | 2.5206 | 2.1863 | 2.9526 | 1.2961 | 1.2208 | 1.6654 | 1.4796 | 1.5074 | 2.992 | 1.7349 | 1.9697 | 0.91498 | 0.831 | 1.4119 | 0.86342 | 1.1224 | 1.8736 | 1.7174 | 1.606 | 1.188 | 1.2391 | 1.8974 | 1.0203 | 1.5435 | 0.8254 | 1.069 | 0.81069 | 1.3642 | 1.1086 | 0.91756 | 1.418 | 2.0177 | 1.7502 | 2.3172 | 1.0576 | 0.99178 | 1.324 | 1.2178 | 1.2455 | 2.3493 | 1.3988 | 1.5677
633 | 0.70328 | 2.4237 | 0.85641 | 1.1248 | 0.72758 | 1.5229 | 0.97249 | 1.1051 | 1.0823 | 3.4845 | 1.3437 | 1.8165 | 1.3918 | 5.1269 | 1.7994 | 2.3574 | 1.4295 | 1.3001 | 2.2137 | 1.3585 | 1.8883 | 2.9975 | 2.8475 | 2.6476 | 1.9197 | 2.0147 | 3.1506 | 1.6544 | 2.527 | 1.2639 | 1.6218 | 1.2952 | 2.218 | 1.7703 | 1.3506 | 2.3005 | 3.3254 | 2.891 | 4.0138 | 1.6705 | 1.5748 | 2.2425 | 1.8942 | 1.8901 | 4.059 | 2.253 | 2.6559 | 1.2822 | 1.1646 | 2.0097 | 1.2043 | 1.6581 | 2.6845 | 2.4768 | 2.3209 | 1.6704 | 1.7715 | 2.7474 | 1.4604 | 2.2247 | 1.1357 | 1.4436 | 1.1454 | 1.956 | 1.5636 | 1.2297 | 2.0384 | 2.9167 | 2.5308 | 3.4674 | 1.4776 | 1.3948 | 1.94 | 1.6757 | 1.702 | 3.5082 | 1.9941 | 2.2981 | 1.1281 | 1.0241 | 1.7539 | 1.0603 | 1.4266 | 2.3374 | 2.1506 | 2.0122 | 1.4646 | 1.5445 | 2.3818 | 1.2717 | 1.9302 | 1.0066 | 1.2874 | 1.0009 | 1.7012 | 1.3713 | 1.1004 | 1.771 | 2.5268 | 2.1916 | 2.9597 | 1.2993 | 1.2238 | 1.6695 | 1.483 | 1.5111 | 3 | 1.7389 | 1.975 | 0.91732 | 0.83322 | 1.4157 | 0.86558 | 1.1255 | 1.878 | 1.7221 | 1.6098 | 1.1911 | 1.242 | 1.9028 | 1.0228 | 1.5477 | 0.82752 | 1.0717 | 0.81271 | 1.3678 | 1.1112 | 0.91988 | 1.4213 | 2.0227 | 1.7544 | 2.323 | 1.0603 | 0.99422 | 1.3273 | 1.2207 | 1.2486 | 2.3558 | 1.402 | 1.5719
634 | 0.70544 | 2.4281 | 0.85918 | 1.1284 | 0.73078 | 1.5263 | 0.97662 | 1.1098 | 1.0854 | 3.491 | 1.3476 | 1.8219 | 1.3964 | 5.1362 | 1.8053 | 2.3652 | 1.4331 | 1.3034 | 2.2194 | 1.3618 | 1.8934 | 3.0043 | 2.855 | 2.6538 | 1.9245 | 2.0193 | 3.1593 | 1.6584 | 2.5338 | 1.267 | 1.6257 | 1.2984 | 2.2237 | 1.7744 | 1.354 | 2.3058 | 3.3335 | 2.8978 | 4.0231 | 1.6746 | 1.5786 | 2.2479 | 1.8985 | 1.8946 | 4.0694 | 2.258 | 2.6628 | 1.2854 | 1.1676 | 2.0149 | 1.2073 | 1.6626 | 2.6906 | 2.4834 | 2.3263 | 1.6746 | 1.7755 | 2.7551 | 1.464 | 2.2307 | 1.1386 | 1.4472 | 1.1482 | 1.9611 | 1.5672 | 1.2327 | 2.0432 | 2.9238 | 2.5368 | 3.4756 | 1.4813 | 1.3982 | 1.9448 | 1.6796 | 1.7061 | 3.5174 | 1.9986 | 2.3042 | 1.1309 | 1.0268 | 1.7585 | 1.063 | 1.4305 | 2.3428 | 2.1564 | 2.017 | 1.4684 | 1.548 | 2.3884 | 1.2748 | 1.9354 | 1.0092 | 1.2906 | 1.0034 | 1.7056 | 1.3746 | 1.1032 | 1.7751 | 2.5331 | 2.1968 | 2.9669 | 1.3026 | 1.2268 | 1.6736 | 1.4865 | 1.5148 | 3.008 | 1.7429 | 1.9802 | 0.91966 | 0.83545 | 1.4194 | 0.86774 | 1.1286 | 1.8824 | 1.7269 | 1.6137 | 1.1942 | 1.2448 | 1.9082 | 1.0253 | 1.5519 | 0.82965 | 1.0744 | 0.81473 | 1.3714 | 1.1139 | 0.92221 | 1.4247 | 2.0278 | 1.7587 | 2.3287 | 1.063 | 0.99666 | 1.3306 | 1.2235 | 1.2516 | 2.3623 | 1.4053 | 1.5761
635 | 0.7076 | 2.4325 | 0.86195 | 1.1321 | 0.73398 | 1.5297 | 0.98076 | 1.1145 | 1.0885 | 3.4975 | 1.3515 | 1.8272 | 1.401 | 5.1455 | 1.8113 | 2.373 | 1.4367 | 1.3068 | 2.225 | 1.3652 | 1.8984 | 3.0111 | 2.8626 | 2.66 | 1.9293 | 2.0238 | 3.168 | 1.6624 | 2.5405 | 1.2702 | 1.6297 | 1.3015 | 2.2294 | 1.7785 | 1.3573 | 2.3111 | 3.3416 | 2.9046 | 4.0324 | 1.6787 | 1.5824 | 2.2534 | 1.9029 | 1.8991 | 4.0799 | 2.2631 | 2.6697 | 1.2887 | 1.1707 | 2.0201 | 1.2103 | 1.667 | 2.6967 | 2.4901 | 2.3318 | 1.6789 | 1.7795 | 2.7627 | 1.4675 | 2.2367 | 1.1415 | 1.4507 | 1.1509 | 1.9661 | 1.5709 | 1.2358 | 2.0479 | 2.931 | 2.5428 | 3.4838 | 1.485 | 1.4015 | 1.9495 | 1.6835 | 1.7102 | 3.5266 | 2.0031 | 2.3102 | 1.1338 | 1.0295 | 1.763 | 1.0656 | 1.4344 | 2.3482 | 2.1622 | 2.0217 | 1.4721 | 1.5515 | 2.3951 | 1.2779 | 1.9405 | 1.0117 | 1.2938 | 1.0058 | 1.71 | 1.3778 | 1.1059 | 1.7792 | 2.5393 | 2.2021 | 2.974 | 1.3058 | 1.2298 | 1.6778 | 1.49 | 1.5184 | 3.016 | 1.7469 | 1.9854 | 0.92199 | 0.83767 | 1.4232 | 0.86991 | 1.1317 | 1.8868 | 1.7316 | 1.6176 | 1.1973 | 1.2477 | 1.9137 | 1.0278 | 1.5561 | 0.83177 | 1.0771 | 0.81675 | 1.375 | 1.1165 | 0.92454 | 1.4281 | 2.0328 | 1.7629 | 2.3344 | 1.0657 | 0.99909 | 1.3339 | 1.2264 | 1.2547 | 2.3687 | 1.4086 | 1.5803
636 | 0.70976 | 2.4369 | 0.86472 | 1.1357 | 0.73719 | 1.5331 | 0.9849 | 1.1192 | 1.0916 | 3.504 | 1.3554 | 1.8326 | 1.4056 | 5.1548 | 1.8172 | 2.3808 | 1.4403 | 1.3102 | 2.2307 | 1.3685 | 1.9034 | 3.0179 | 2.8701 | 2.6662 | 1.9341 | 2.0283 | 3.1766 | 1.6663 | 2.5473 | 1.2734 | 1.6337 | 1.3046 | 2.2351 | 1.7826 | 1.3607 | 2.3164 | 3.3497 | 2.9114 | 4.0418 | 1.6828 | 1.5862 | 2.2589 | 1.9073 | 1.9037 | 4.0903 | 2.2681 | 2.6766 | 1.2919 | 1.1737 | 2.0252 | 1.2132 | 1.6714 | 2.7029 | 2.4967 | 2.3373 | 1.6831 | 1.7835 | 2.7703 | 1.471 | 2.2426 | 1.1443 | 1.4543 | 1.1537 | 1.9712 | 1.5745 | 1.2389 | 2.0526 | 2.9382 | 2.5489 | 3.492 | 1.4887 | 1.4049 | 1.9543 | 1.6874 | 1.7143 | 3.5358 | 2.0076 | 2.3163 | 1.1366 | 1.0322 | 1.7676 | 1.0682 | 1.4382 | 2.3535 | 2.168 | 2.0265 | 1.4758 | 1.555 | 2.4018 | 1.281 | 1.9457 | 1.0143 | 1.297 | 1.0083 | 1.7145 | 1.381 | 1.1087 | 1.7834 | 2.5456 | 2.2073 | 2.9811 | 1.3091 | 1.2327 | 1.6819 | 1.4934 | 1.5221 | 3.024 | 1.7508 | 1.9906 | 0.92433 | 0.8399 | 1.4269 | 0.87207 | 1.1348 | 1.8911 | 1.7363 | 1.6214 | 1.2004 | 1.2505 | 1.9191 | 1.0304 | 1.5603 | 0.8339 | 1.0798 | 0.81877 | 1.3786 | 1.1192 | 0.92687 | 1.4314 | 2.0379 | 1.7672 | 2.3401 | 1.0684 | 1.0015 | 1.3372 | 1.2293 | 1.2578 | 2.3752 | 1.4118 | 1.5844
637 | 0.71192 | 2.4413 | 0.86749 | 1.1393 | 0.74039 | 1.5365 | 0.98903 | 1.1239 | 1.0947 | 3.5105 | 1.3593 | 1.8379 | 1.4102 | 5.1641 | 1.8232 | 2.3886 | 1.4439 | 1.3136 | 2.2363 | 1.3719 | 1.9084 | 3.0246 | 2.8776 | 2.6724 | 1.9389 | 2.0328 | 3.1853 | 1.6703 | 2.5541 | 1.2766 | 1.6376 | 1.3078 | 2.2408 | 1.7867 | 1.364 | 2.3217 | 3.3578 | 2.9182 | 4.0511 | 1.6869 | 1.59 | 2.2643 | 1.9117 | 1.9082 | 4.1007 | 2.2731 | 2.6835 | 1.2951 | 1.1767 | 2.0304 | 1.2162 | 1.6759 | 2.709 | 2.5033 | 2.3428 | 1.6873 | 1.7875 | 2.7779 | 1.4746 | 2.2486 | 1.1472 | 1.4579 | 1.1565 | 1.9762 | 1.5782 | 1.2419 | 2.0573 | 2.9453 | 2.5549 | 3.5002 | 1.4923 | 1.4083 | 1.9591 | 1.6913 | 1.7184 | 3.545 | 2.0121 | 2.3223 | 1.1395 | 1.0349 | 1.7722 | 1.0709 | 1.4421 | 2.3589 | 2.1738 | 2.0313 | 1.4796 | 1.5585 | 2.4084 | 1.2841 | 1.9509 | 1.0169 | 1.3002 | 1.0108 | 1.7189 | 1.3843 | 1.1115 | 1.7875 | 2.5518 | 2.2126 | 2.9882 | 1.3124 | 1.2357 | 1.686 | 1.4969 | 1.5258 | 3.032 | 1.7548 | 1.9958 | 0.92667 | 0.84212 | 1.4306 | 0.87423 | 1.1379 | 1.8955 | 1.7411 | 1.6253 | 1.2035 | 1.2534 | 1.9245 | 1.0329 | 1.5645 | 0.83602 | 1.0825 | 0.82079 | 1.3822 | 1.1218 | 0.92919 | 1.4348 | 2.043 | 1.7714 | 2.3459 | 1.0711 | 1.004 | 1.3405 | 1.2322 | 1.2609 | 2.3817 | 1.4151 | 1.5886
638 | 0.71408 | 2.4457 | 0.87026 | 1.1429 | 0.74359 | 1.54 | 0.99317 | 1.1286 | 1.0978 | 3.517 | 1.3632 | 1.8433 | 1.4148 | 5.1734 | 1.8291 | 2.3964 | 1.4475 | 1.317 | 2.242 | 1.3752 | 1.9134 | 3.0314 | 2.8852 | 2.6786 | 1.9437 | 2.0374 | 3.194 | 1.6743 | 2.5609 | 1.2798 | 1.6416 | 1.3109 | 2.2465 | 1.7908 | 1.3674 | 2.3269 | 3.3659 | 2.925 | 4.0604 | 1.6911 | 1.5938 | 2.2698 | 1.916 | 1.9127 | 4.1111 | 2.2782 | 2.6904 | 1.2983 | 1.1798 | 2.0356 | 1.2192 | 1.6803 | 2.7151 | 2.5099 | 2.3482 | 1.6915 | 1.7915 | 2.7856 | 1.4781 | 2.2546 | 1.1501 | 1.4614 | 1.1593 | 1.9813 | 1.5818 | 1.245 | 2.062 | 2.9525 | 2.5609 | 3.5085 | 1.496 | 1.4117 | 1.9638 | 1.6952 | 1.7225 | 3.5542 | 2.0167 | 2.3284 | 1.1423 | 1.0376 | 1.7767 | 1.0735 | 1.446 | 2.3643 | 2.1797 | 2.0361 | 1.4833 | 1.562 | 2.4151 | 1.2872 | 1.9561 | 1.0194 | 1.3034 | 1.0132 | 1.7233 | 1.3875 | 1.1142 | 1.7916 | 2.5581 | 2.2178 | 2.9954 | 1.3156 | 1.2387 | 1.6901 | 1.5004 | 1.5295 | 3.0401 | 1.7588 | 2.001 | 0.92901 | 0.84435 | 1.4344 | 0.87639 | 1.1411 | 1.8999 | 1.7458 | 1.6292 | 1.2065 | 1.2562 | 1.9299 | 1.0354 | 1.5687 | 0.83815 | 1.0852 | 0.82281 | 1.3858 | 1.1245 | 0.93152 | 1.4382 | 2.048 | 1.7757 | 2.3516 | 1.0737 | 1.0064 | 1.3439 | 1.235 | 1.264 | 2.3881 | 1.4184 | 1.5928
639 | 0.71624 | 2.4501 | 0.87303 | 1.1466 | 0.7468 | 1.5434 | 0.9973 | 1.1333 | 1.1009 | 3.5235 | 1.3671 | 1.8486 | 1.4194 | 5.1827 | 1.8351 | 2.4042 | 1.4511 | 1.3204 | 2.2476 | 1.3786 | 1.9184 | 3.0382 | 2.8927 | 2.6848 | 1.9485 | 2.0419 | 3.2026 | 1.6782 | 2.5676 | 1.283 | 1.6455 | 1.314 | 2.2522 | 1.7949 | 1.3707 | 2.3322 | 3.374 | 2.9319 | 4.0698 | 1.6952 | 1.5976 | 2.2753 | 1.9204 | 1.9173 | 4.1216 | 2.2832 | 2.6974 | 1.3016 | 1.1828 | 2.0408 | 1.2222 | 1.6847 | 2.7212 | 2.5166 | 2.3537 | 1.6957 | 1.7956 | 2.7932 | 1.4816 | 2.2605 | 1.153 | 1.465 | 1.1621 | 1.9863 | 1.5855 | 1.2481 | 2.0667 | 2.9597 | 2.5669 | 3.5167 | 1.4997 | 1.415 | 1.9686 | 1.6991 | 1.7267 | 3.5634 | 2.0212 | 2.3344 | 1.1452 | 1.0403 | 1.7813 | 1.0761 | 1.4498 | 2.3697 | 2.1855 | 2.0408 | 1.487 | 1.5656 | 2.4218 | 1.2903 | 1.9613 | 1.022 | 1.3066 | 1.0157 | 1.7278 | 1.3907 | 1.117 | 1.7958 | 2.5643 | 2.2231 | 3.0025 | 1.3189 | 1.2416 | 1.6943 | 1.5038 | 1.5331 | 3.0481 | 1.7628 | 2.0063 | 0.93135 | 0.84657 | 1.4381 | 0.87855 | 1.1442 | 1.9043 | 1.7505 | 1.633 | 1.2096 | 1.2591 | 1.9353 | 1.0379 | 1.5729 | 0.84027 | 1.0879 | 0.82482 | 1.3894 | 1.1271 | 0.93385 | 1.4415 | 2.0531 | 1.7799 | 2.3573 | 1.0764 | 1.0088 | 1.3472 | 1.2379 | 1.2671 | 2.3946 | 1.4216 | 1.597
640 | 0.7184 | 2.4545 | 0.8758 | 1.1502 | 0.75 | 1.5468 | 1.0014 | 1.138 | 1.104 | 3.53 | 1.371 | 1.854 | 1.424 | 5.192 | 1.841 | 2.412 | 1.4547 | 1.3237 | 2.2532 | 1.382 | 1.9235 | 3.045 | 2.9003 | 2.691 | 1.9532 | 2.0464 | 3.2113 | 1.6822 | 2.5744 | 1.2861 | 1.6495 | 1.3172 | 2.258 | 1.799 | 1.374 | 2.3375 | 3.3821 | 2.9387 | 4.0791 | 1.6993 | 1.6014 | 2.2807 | 1.9248 | 1.9218 | 4.132 | 2.2883 | 2.7043 | 1.3048 | 1.1859 | 2.046 | 1.2252 | 1.6892 | 2.7274 | 2.5232 | 2.3592 | 1.6999 | 1.7996 | 2.8008 | 1.4852 | 2.2665 | 1.1558 | 1.4685 | 1.1649 | 1.9914 | 1.5892 | 1.2511 | 2.0715 | 2.9668 | 2.573 | 3.5249 | 1.5034 | 1.4184 | 1.9733 | 1.703 | 1.7308 | 3.5726 | 2.0257 | 2.3404 | 1.148 | 1.043 | 1.7859 | 1.0788 | 1.4537 | 2.375 | 2.1913 | 2.0456 | 1.4908 | 1.5691 | 2.4284 | 1.2934 | 1.9665 | 1.0245 | 1.3098 | 1.0181 | 1.7322 | 1.394 | 1.1197 | 1.7999 | 2.5706 | 2.2284 | 3.0096 | 1.3221 | 1.2446 | 1.6984 | 1.5073 | 1.5368 | 3.0561 | 1.7668 | 2.0115 | 0.93369 | 0.8488 | 1.4419 | 0.88071 | 1.1473 | 1.9086 | 1.7553 | 1.6369 | 1.2127 | 1.262 | 1.9407 | 1.0404 | 1.5771 | 0.8424 | 1.0906 | 0.82684 | 1.393 | 1.1298 | 0.93618 | 1.4449 | 2.0581 | 1.7842 | 2.363 | 1.0791 | 1.0113 | 1.3505 | 1.2408 | 1.2701 | 2.4011 | 1.4249 | 1.6012
641 | 0.72056 | 2.4589 | 0.87857 | 1.1538 | 0.7532 | 1.5502 | 1.0056 | 1.1427 | 1.1071 | 3.5365 | 1.3749 | 1.8593 | 1.4286 | 5.2013 | 1.8469 | 2.4198 | 1.4583 | 1.3271 | 2.2589 | 1.3853 | 1.9285 | 3.0518 | 2.9078 | 2.6972 | 1.958 | 2.0509 | 3.22 | 1.6862 | 2.5812 | 1.2893 | 1.6535 | 1.3203 | 2.2637 | 1.8031 | 1.3774 | 2.3428 | 3.3902 | 2.9455 | 4.0884 | 1.7034 | 1.6052 | 2.2862 | 1.9292 | 1.9263 | 4.1424 | 2.2933 | 2.7112 | 1.308 | 1.1889 | 2.0511 | 1.2281 | 1.6936 | 2.7335 | 2.5298 | 2.3647 | 1.7041 | 1.8036 | 2.8084 | 1.4887 | 2.2725 | 1.1587 | 1.4721 | 1.1677 | 1.9964 | 1.5928 | 1.2542 | 2.0762 | 2.974 | 2.579 | 3.5331 | 1.5071 | 1.4218 | 1.9781 | 1.7069 | 1.7349 | 3.5818 | 2.0302 | 2.3465 | 1.1509 | 1.0457 | 1.7904 | 1.0814 | 1.4576 | 2.3804 | 2.1971 | 2.0504 | 1.4945 | 1.5726 | 2.4351 | 1.2965 | 1.9717 | 1.0271 | 1.313 | 1.0206 | 1.7366 | 1.3972 | 1.1225 | 1.804 | 2.5768 | 2.2336 | 3.0167 | 1.3254 | 1.2476 | 1.7025 | 1.5108 | 1.5405 | 3.0641 | 1.7707 | 2.0167 | 0.93603 | 0.85102 | 1.4456 | 0.88287 | 1.1504 | 1.913 | 1.76 | 1.6408 | 1.2158 | 1.2648 | 1.9461 | 1.043 | 1.5813 | 0.84452 | 1.0933 | 0.82886 | 1.3966 | 1.1324 | 0.93851 | 1.4483 | 2.0632 | 1.7884 | 2.3687 | 1.0818 | 1.0137 | 1.3538 | 1.2437 | 1.2732 | 2.4075 | 1.4282 | 1.6053
642 | 0.72272 | 2.4633 | 0.88134 | 1.1575 | 0.75641 | 1.5536 | 1.0097 | 1.1474 | 1.1102 | 3.543 | 1.3788 | 1.8647 | 1.4332 | 5.2106 | 1.8529 | 2.4276 | 1.4619 | 1.3305 | 2.2645 | 1.3887 | 1.9335 | 3.0585 | 2.9153 | 2.7034 | 1.9628 | 2.0555 | 3.2286 | 1.6902 | 2.588 | 1.2925 | 1.6574 | 1.3234 | 2.2694 | 1.8072 | 1.3807 | 2.3481 | 3.3983 | 2.9523 | 4.0978 | 1.7075 | 1.609 | 2.2916 | 1.9335 | 1.9308 | 4.1528 | 2.2984 | 2.7181 | 1.3112 | 1.192 | 2.0563 | 1.2311 | 1.698 | 2.7396 | 2.5364 | 2.3701 | 1.7083 | 1.8076 | 2.8161 | 1.4922 | 2.2784 | 1.1616 | 1.4757 | 1.1705 | 2.0015 | 1.5965 | 1.2572 | 2.0809 | 2.9812 | 2.585 | 3.5413 | 1.5107 | 1.4252 | 1.9828 | 1.7108 | 1.739 | 3.591 | 2.0347 | 2.3525 | 1.1537 | 1.0484 | 1.795 | 1.084 | 1.4614 | 2.3858 | 2.2029 | 2.0552 | 1.4982 | 1.5761 | 2.4418 | 1.2996 | 1.9769 | 1.0297 | 1.3162 | 1.023 | 1.741 | 1.4004 | 1.1252 | 1.8082 | 2.5831 | 2.2389 | 3.0239 | 1.3286 | 1.2506 | 1.7066 | 1.5142 | 1.5442 | 3.0721 | 1.7747 | 2.0219 | 0.93837 | 0.85325 | 1.4493 | 0.88503 | 1.1535 | 1.9174 | 1.7648 | 1.6446 | 1.2189 | 1.2677 | 1.9515 | 1.0455 | 1.5855 | 0.84665 | 1.096 | 0.83088 | 1.4002 | 1.1351 | 0.94083 | 1.4516 | 2.0682 | 1.7927 | 2.3745 | 1.0845 | 1.0162 | 1.3571 | 1.2465 | 1.2763 | 2.414 | 1.4314 | 1.6095
643 | 0.72488 | 2.4677 | 0.88411 | 1.1611 | 0.75961 | 1.5571 | 1.0138 | 1.1521 | 1.1133 | 3.5495 | 1.3827 | 1.87 | 1.4378 | 5.2199 | 1.8588 | 2.4354 | 1.4654 | 1.3339 | 2.2702 | 1.392 | 1.9385 | 3.0653 | 2.9229 | 2.7096 | 1.9676 | 2.06 | 3.2373 | 1.6941 | 2.5947 | 1.2957 | 1.6614 | 1.3265 | 2.2751 | 1.8113 | 1.3841 | 2.3534 | 3.4065 | 2.9591 | 4.1071 | 1.7116 | 1.6128 | 2.2971 | 1.9379 | 1.9354 | 4.1633 | 2.3034 | 2.725 | 1.3145 | 1.195 | 2.0615 | 1.2341 | 1.7024 | 2.7458 | 2.5431 | 2.3756 | 1.7125 | 1.8116 | 2.8237 | 1.4957 | 2.2844 | 1.1644 | 1.4792 | 1.1733 | 2.0065 | 1.6001 | 1.2603 | 2.0856 | 2.9884 | 2.5911 | 3.5495 | 1.5144 | 1.4285 | 1.9876 | 1.7147 | 1.7431 | 3.6002 | 2.0392 | 2.3586 | 1.1566 | 1.0511 | 1.7996 | 1.0866 | 1.4653 | 2.3911 | 2.2087 | 2.0599 | 1.5019 | 1.5796 | 2.4485 | 1.3027 | 1.9821 | 1.0322 | 1.3194 | 1.0255 | 1.7455 | 1.4036 | 1.128 | 1.8123 | 2.5893 | 2.2441 | 3.031 | 1.3319 | 1.2535 | 1.7108 | 1.5177 | 1.5478 | 3.0801 | 1.7787 | 2.0271 | 0.94071 | 0.85547 | 1.4531 | 0.88719 | 1.1566 | 1.9217 | 1.7695 | 1.6485 | 1.222 | 1.2705 | 1.9569 | 1.048 | 1.5896 | 0.84877 | 1.0987 | 0.8329 | 1.4038 | 1.1377 | 0.94316 | 1.455 | 2.0733 | 1.7969 | 2.3802 | 1.0872 | 1.0186 | 1.3604 | 1.2494 | 1.2794 | 2.4205 | 1.4347 | 1.6137
644 | 0.72704 | 2.4721 | 0.88688 | 1.1647 | 0.76281 | 1.5605 | 1.018 | 1.1568 | 1.1164 | 3.556 | 1.3866 | 1.8754 | 1.4424 | 5.2292 | 1.8648 | 2.4432 | 1.469 | 1.3373 | 2.2758 | 1.3954 | 1.9435 | 3.0721 | 2.9304 | 2.7158 | 1.9724 | 2.0645 | 3.2459 | 1.6981 | 2.6015 | 1.2989 | 1.6654 | 1.3297 | 2.2808 | 1.8154 | 1.3874 | 2.3587 | 3.4146 | 2.9659 | 4.1165 | 1.7157 | 1.6166 | 2.3026 | 1.9423 | 1.9399 | 4.1737 | 2.3084 | 2.7319 | 1.3177 | 1.198 | 2.0667 | 1.2371 | 1.7069 | 2.7519 | 2.5497 | 2.3811 | 1.7168 | 1.8156 | 2.8313 | 1.4993 | 2.2903 | 1.1673 | 1.4828 | 1.176 | 2.0116 | 1.6038 | 1.2634 | 2.0903 | 2.9955 | 2.5971 | 3.5577 | 1.5181 | 1.4319 | 1.9924 | 1.7186 | 1.7472 | 3.6094 | 2.0437 | 2.3646 | 1.1594 | 1.0538 | 1.8041 | 1.0893 | 1.4691 | 2.3965 | 2.2145 | 2.0647 | 1.5057 | 1.5831 | 2.4551 | 1.3058 | 1.9872 | 1.0348 | 1.3226 | 1.028 | 1.7499 | 1.4069 | 1.1308 | 1.8165 | 2.5956 | 2.2494 | 3.0381 | 1.3352 | 1.2565 | 1.7149 | 1.5211 | 1.5515 | 3.0881 | 1.7827 | 2.0323 | 0.94304 | 0.8577 | 1.4568 | 0.88936 | 1.1597 | 1.9261 | 1.7742 | 1.6523 | 1.2251 | 1.2734 | 1.9624 | 1.0505 | 1.5938 | 0.8509 | 1.1014 | 0.83492 | 1.4074 | 1.1404 | 0.94549 | 1.4583 | 2.0784 | 1.8012 | 2.3859 | 1.0899 | 1.021 | 1.3637 | 1.2523 | 1.2825 | 2.4269 | 1.4379 | 1.6179
645 | 0.7292 | 2.4765 | 0.88965 | 1.1683 | 0.76602 | 1.5639 | 1.0221 | 1.1615 | 1.1195 | 3.5625 | 1.3905 | 1.8807 | 1.447 | 5.2385 | 1.8707 | 2.451 | 1.4726 | 1.3407 | 2.2815 | 1.3987 | 1.9485 | 3.0789 | 2.938 | 2.722 | 1.9772 | 2.069 | 3.2546 | 1.7021 | 2.6083 | 1.3021 | 1.6693 | 1.3328 | 2.2865 | 1.8195 | 1.3908 | 2.3639 | 3.4227 | 2.9728 | 4.1258 | 1.7199 | 1.6204 | 2.308 | 1.9467 | 1.9444 | 4.1841 | 2.3135 | 2.7389 | 1.3209 | 1.2011 | 2.0719 | 1.2401 | 1.7113 | 2.758 | 2.5563 | 2.3866 | 1.721 | 1.8196 | 2.8389 | 1.5028 | 2.2963 | 1.1702 | 1.4863 | 1.1788 | 2.0166 | 1.6074 | 1.2664 | 2.095 | 3.0027 | 2.6031 | 3.566 | 1.5218 | 1.4353 | 1.9971 | 1.7225 | 1.7513 | 3.6186 | 2.0483 | 2.3707 | 1.1623 | 1.0565 | 1.8087 | 1.0919 | 1.473 | 2.4019 | 2.2204 | 2.0695 | 1.5094 | 1.5867 | 2.4618 | 1.3089 | 1.9924 | 1.0373 | 1.3258 | 1.0304 | 1.7543 | 1.4101 | 1.1335 | 1.8206 | 2.6018 | 2.2546 | 3.0452 | 1.3384 | 1.2595 | 1.719 | 1.5246 | 1.5552 | 3.0962 | 1.7867 | 2.0376 | 0.94538 | 0.85992 | 1.4606 | 0.89152 | 1.1629 | 1.9305 | 1.779 | 1.6562 | 1.2281 | 1.2762 | 1.9678 | 1.053 | 1.598 | 0.85302 | 1.1041 | 0.83694 | 1.411 | 1.143 | 0.94782 | 1.4617 | 2.0834 | 1.8054 | 2.3916 | 1.0925 | 1.0235 | 1.3671 | 1.2552 | 1.2856 | 2.4334 | 1.4412 | 1.6221
646 | 0.73136 | 2.4809 | 0.89242 | 1.172 | 0.76922 | 1.5673 | 1.0263 | 1.1662 | 1.1226 | 3.569 | 1.3944 | 1.8861 | 1.4516 | 5.2478 | 1.8767 | 2.4588 | 1.4762 | 1.344 | 2.2871 | 1.4021 | 1.9536 | 3.0856 | 2.9455 | 2.7282 | 1.982 | 2.0736 | 3.2633 | 1.7061 | 2.6151 | 1.3052 | 1.6733 | 1.3359 | 2.2922 | 1.8236 | 1.3941 | 2.3692 | 3.4308 | 2.9796 | 4.1351 | 1.724 | 1.6242 | 2.3135 | 1.951 | 1.9489 | 4.1945 | 2.3185 | 2.7458 | 1.3241 | 1.2041 | 2.077 | 1.243 | 1.7157 | 2.7641 | 2.5629 | 2.392 | 1.7252 | 1.8236 | 2.8466 | 1.5063 | 2.3023 | 1.1731 | 1.4899 | 1.1816 | 2.0217 | 1.6111 | 1.2695 | 2.0998 | 3.0099 | 2.6091 | 3.5742 | 1.5254 | 1.4387 | 2.0019 | 1.7264 | 1.7554 | 3.6278 | 2.0528 | 2.3767 | 1.1651 | 1.0592 | 1.8133 | 1.0945 | 1.4769 | 2.4073 | 2.2262 | 2.0743 | 1.5131 | 1.5902 | 2.4685 | 1.312 | 1.9976 | 1.0399 | 1.329 | 1.0329 | 1.7587 | 1.4133 | 1.1363 | 1.8247 | 2.6081 | 2.2599 | 3.0524 | 1.3417 | 1.2625 | 1.7231 | 1.5281 | 1.5589 | 3.1042 | 1.7906 | 2.0428 | 0.94772 | 0.86215 | 1.4643 | 0.89368 | 1.166 | 1.9349 | 1.7837 | 1.6601 | 1.2312 | 1.2791 | 1.9732 | 1.0556 | 1.6022 | 0.85515 | 1.1068 | 0.83896 | 1.4146 | 1.1457 | 0.95014 | 1.4651 | 2.0885 | 1.8097 | 2.3974 | 1.0952 | 1.0259 | 1.3704 | 1.258 | 1.2886 | 2.4399 | 1.4445 | 1.6262
647 | 0.73352 | 2.4853 | 0.89519 | 1.1756 | 0.77242 | 1.5707 | 1.0304 | 1.1709 | 1.1257 | 3.5755 | 1.3983 | 1.8914 | 1.4562 | 5.2571 | 1.8826 | 2.4666 | 1.4798 | 1.3474 | 2.2928 | 1.4054 | 1.9586 | 3.0924 | 2.9531 | 2.7344 | 1.9868 | 2.0781 | 3.2719 | 1.71 | 2.6218 | 1.3084 | 1.6772 | 1.3391 | 2.2979 | 1.8277 | 1.3975 | 2.3745 | 3.4389 | 2.9864 | 4.1445 | 1.7281 | 1.628 | 2.3189 | 1.9554 | 1.9535 | 4.205 | 2.3236 | 2.7527 | 1.3274 | 1.2072 | 2.0822 | 1.246 | 1.7202 | 2.7703 | 2.5696 | 2.3975 | 1.7294 | 1.8276 | 2.8542 | 1.5099 | 2.3082 | 1.1759 | 1.4934 | 1.1844 | 2.0267 | 1.6147 | 1.2725 | 2.1045 | 3.017 | 2.6152 | 3.5824 | 1.5291 | 1.442 | 2.0066 | 1.7303 | 1.7595 | 3.637 | 2.0573 | 2.3828 | 1.168 | 1.0619 | 1.8178 | 1.0972 | 1.4807 | 2.4126 | 2.232 | 2.079 | 1.5169 | 1.5937 | 2.4751 | 1.3151 | 2.0028 | 1.0424 | 1.3322 | 1.0353 | 1.7632 | 1.4166 | 1.139 | 1.8289 | 2.6143 | 2.2651 | 3.0595 | 1.3449 | 1.2654 | 1.7273 | 1.5315 | 1.5625 | 3.1122 | 1.7946 | 2.048 | 0.95006 | 0.86437 | 1.4681 | 0.89584 | 1.1691 | 1.9392 | 1.7885 | 1.6639 | 1.2343 | 1.2819 | 1.9786 | 1.0581 | 1.6064 | 0.85727 | 1.1095 | 0.84098 | 1.4182 | 1.1483 | 0.95247 | 1.4684 | 2.0935 | 1.8139 | 2.4031 | 1.0979 | 1.0284 | 1.3737 | 1.2609 | 1.2917 | 2.4463 | 1.4477 | 1.6304
648 | 0.73568 | 2.4897 | 0.89796 | 1.1792 | 0.77563 | 1.5742 | 1.0345 | 1.1756 | 1.1288 | 3.582 | 1.4022 | 1.8968 | 1.4608 | 5.2664 | 1.8886 | 2.4744 | 1.4834 | 1.3508 | 2.2984 | 1.4088 | 1.9636 | 3.0992 | 2.9606 | 2.7406 | 1.9916 | 2.0826 | 3.2806 | 1.714 | 2.6286 | 1.3116 | 1.6812 | 1.3422 | 2.3036 | 1.8318 | 1.4008 | 2.3798 | 3.447 | 2.9932 | 4.1538 | 1.7322 | 1.6318 | 2.3244 | 1.9598 | 1.958 | 4.2154 | 2.3286 | 2.7596 | 1.3306 | 1.2102 | 2.0874 | 1.249 | 1.7246 | 2.7764 | 2.5762 | 2.403 | 1.7336 | 1.8316 | 2.8618 | 1.5134 | 2.3142 | 1.1788 | 1.497 | 1.1872 | 2.0318 | 1.6184 | 1.2756 | 2.1092 | 3.0242 | 2.6212 | 3.5906 | 1.5328 | 1.4454 | 2.0114 | 1.7342 | 1.7636 | 3.6462 | 2.0618 | 2.3888 | 1.1708 | 1.0646 | 1.8224 | 1.0998 | 1.4846 | 2.418 | 2.2378 | 2.0838 | 1.5206 | 1.5972 | 2.4818 | 1.3182 | 2.008 | 1.045 | 1.3354 | 1.0378 | 1.7676 | 1.4198 | 1.1418 | 1.833 | 2.6206 | 2.2704 | 3.0666 | 1.3482 | 1.2684 | 1.7314 | 1.535 | 1.5662 | 3.1202 | 1.7986 | 2.0532 | 0.9524 | 0.8666 | 1.4718 | 0.898 | 1.1722 | 1.9436 | 1.7932 | 1.6678 | 1.2374 | 1.2848 | 1.984 | 1.0606 | 1.6106 | 0.8594 | 1.1122 | 0.843 | 1.4218 | 1.151 | 0.9548 | 1.4718 | 2.0986 | 1.8182 | 2.4088 | 1.1006 | 1.0308 | 1.377 | 1.2638 | 1.2948 | 2.4528 | 1.451 | 1.6346
649 | 0.73784 | 2.4941 | 0.90073 | 1.1829 | 0.77883 | 1.5776 | 1.0387 | 1.1803 | 1.1319 | 3.5885 | 1.4061 | 1.9021 | 1.4654 | 5.2757 | 1.8945 | 2.4822 | 1.487 | 1.3542 | 2.304 | 1.4122 | 1.9686 | 3.106 | 2.9681 | 2.7468 | 1.9964 | 2.0871 | 3.2893 | 1.718 | 2.6354 | 1.3148 | 1.6852 | 1.3453 | 2.3093 | 1.8359 | 1.4041 | 2.3851 | 3.4551 | 3 | 4.1631 | 1.7363 | 1.6356 | 2.3299 | 1.9642 | 1.9625 | 4.2258 | 2.3336 | 2.7665 | 1.3338 | 1.2132 | 2.0926 | 1.252 | 1.729 | 2.7825 | 2.5828 | 2.4085 | 1.7378 | 1.8356 | 2.8694 | 1.5169 | 2.3202 | 1.1817 | 1.5006 | 1.19 | 2.0369 | 1.6221 | 1.2787 | 2.1139 | 3.0314 | 2.6272 | 3.5988 | 1.5365 | 1.4488 | 2.0162 | 1.7381 | 1.7677 | 3.6554 | 2.0663 | 2.3948 | 1.1737 | 1.0673 | 1.827 | 1.1024 | 1.4885 | 2.4234 | 2.2436 | 2.0886 | 1.5243 | 1.6007 | 2.4885 | 1.3213 | 2.0132 | 1.0476 | 1.3386 | 1.0403 | 1.772 | 1.423 | 1.1446 | 1.8371 | 2.6269 | 2.2757 | 3.0737 | 1.3515 | 1.2714 | 1.7355 | 1.5385 | 1.5699 | 3.1282 | 1.8026 | 2.0584 | 0.95474 | 0.86882 | 1.4755 | 0.90016 | 1.1753 | 1.948 | 1.7979 | 1.6717 | 1.2405 | 1.2877 | 1.9894 | 1.0631 | 1.6148 | 0.86152 | 1.1149 | 0.84502 | 1.4254 | 1.1537 | 0.95713 | 1.4752 | 2.1037 | 1.8225 | 2.4145 | 1.1033 | 1.0332 | 1.3803 | 1.2667 | 1.2979 | 2.4593 | 1.4543 | 1.6388
650 | 0.74 | 2.4985 | 0.9035 | 1.1865 | 0.78203 | 1.581 | 1.0428 | 1.185 | 1.135 | 3.595 | 1.41 | 1.9075 | 1.47 | 5.285 | 1.9005 | 2.49 | 1.4906 | 1.3576 | 2.3097 | 1.4155 | 1.9736 | 3.1128 | 2.9757 | 2.753 | 2.0012 | 2.0917 | 3.2979 | 1.7219 | 2.6422 | 1.318 | 1.6891 | 1.3485 | 2.315 | 1.84 | 1.4075 | 2.3904 | 3.4632 | 3.0068 | 4.1725 | 1.7404 | 1.6394 | 2.3353 | 1.9685 | 1.9671 | 4.2362 | 2.3387 | 2.7734 | 1.337 | 1.2163 | 2.0978 | 1.255 | 1.7335 | 2.7887 | 2.5894 | 2.4139 | 1.742 | 1.8396 | 2.8771 | 1.5205 | 2.3261 | 1.1845 | 1.5041 | 1.1928 | 2.0419 | 1.6257 | 1.2817 | 2.1186 | 3.0385 | 2.6333 | 3.607 | 1.5402 | 1.4522 | 2.0209 | 1.742 | 1.7718 | 3.6646 | 2.0708 | 2.4009 | 1.1765 | 1.07 | 1.8315 | 1.1051 | 1.4923 | 2.4287 | 2.2494 | 2.0934 | 1.5281 | 1.6042 | 2.4951 | 1.3244 | 2.0184 | 1.0501 | 1.3418 | 1.0427 | 1.7765 | 1.4263 | 1.1473 | 1.8413 | 2.6331 | 2.2809 | 3.0809 | 1.3547 | 1.2743 | 1.7396 | 1.5419 | 1.5736 | 3.1362 | 1.8066 | 2.0636 | 0.95708 | 0.87105 | 1.4793 | 0.90232 | 1.1784 | 1.9523 | 1.8027 | 1.6755 | 1.2436 | 1.2905 | 1.9948 | 1.0656 | 1.619 | 0.86365 | 1.1176 | 0.84704 | 1.429 | 1.1563 | 0.95946 | 1.4785 | 2.1087 | 1.8267 | 2.4202 | 1.106 | 1.0357 | 1.3836 | 1.2695 | 1.301 | 2.4657 | 1.4575 | 1.643
651 | 0.74216 | 2.5029 | 0.90627 | 1.1901 | 0.78523 | 1.5844 | 1.0469 | 1.1897 | 1.1381 | 3.6015 | 1.4139 | 1.9128 | 1.4746 | 5.2943 | 1.9064 | 2.4978 | 1.4942 | 1.361 | 2.3153 | 1.4189 | 1.9786 | 3.1195 | 2.9832 | 2.7592 | 2.006 | 2.0962 | 3.3066 | 1.7259 | 2.6489 | 1.3212 | 1.6931 | 1.3516 | 2.3207 | 1.8441 | 1.4108 | 2.3957 | 3.4713 | 3.0137 | 4.1818 | 1.7445 | 1.6432 | 2.3408 | 1.9729 | 1.9716 | 4.2467 | 2.3437 | 2.7804 | 1.3403 | 1.2193 | 2.1029 | 1.2579 | 1.7379 | 2.7948 | 2.5961 | 2.4194 | 1.7462 | 1.8436 | 2.8847 | 1.524 | 2.3321 | 1.1874 | 1.5077 | 1.1956 | 2.047 | 1.6294 | 1.2848 | 2.1233 | 3.0457 | 2.6393 | 3.6152 | 1.5438 | 1.4555 | 2.0257 | 1.7459 | 1.7759 | 3.6738 | 2.0753 | 2.4069 | 1.1794 | 1.0727 | 1.8361 | 1.1077 | 1.4962 | 2.4341 | 2.2552 | 2.0981 | 1.5318 | 1.6078 | 2.5018 | 1.3275 | 2.0236 | 1.0527 | 1.345 | 1.0452 | 1.7809 | 1.4295 | 1.1501 | 1.8454 | 2.6394 | 2.2862 | 3.088 | 1.358 | 1.2773 | 1.7438 | 1.5454 | 1.5772 | 3.1442 | 1.8105 | 2.0689 | 0.95942 | 0.87327 | 1.483 | 0.90448 | 1.1815 | 1.9567 | 1.8074 | 1.6794 | 1.2467 | 1.2934 | 2.0002 | 1.0682 | 1.6232 | 0.86577 | 1.1203 | 0.84906 | 1.4326 | 1.159 | 0.96178 | 1.4819 | 2.1138 | 1.831 | 2.426 | 1.1087 | 1.0381 | 1.3869 | 1.2724 | 1.3041 | 2.4722 | 1.4608 | 1.6471
652 | 0.74432 | 2.5073 | 0.90904 | 1.1938 | 0.78844 | 1.5878 | 1.0511 | 1.1944 | 1.1412 | 3.608 | 1.4178 | 1.9182 | 1.4792 | 5.3036 | 1.9124 | 2.5056 | 1.4978 | 1.3643 | 2.321 | 1.4222 | 1.9837 | 3.1263 | 2.9908 | 2.7654 | 2.0108 | 2.1007 | 3.3153 | 1.7299 | 2.6557 | 1.3243 | 1.697 | 1.3547 | 2.3264 | 1.8482 | 1.4142 | 2.4009 | 3.4794 | 3.0205 | 4.1911 | 1.7487 | 1.647 | 2.3462 | 1.9773 | 1.9761 | 4.2571 | 2.3488 | 2.7873 | 1.3435 | 1.2224 | 2.1081 | 1.2609 | 1.7423 | 2.8009 | 2.6027 | 2.4249 | 1.7504 | 1.8476 | 2.8923 | 1.5275 | 2.3381 | 1.1903 | 1.5112 | 1.1984 | 2.052 | 1.633 | 1.2878 | 2.1281 | 3.0529 | 2.6453 | 3.6235 | 1.5475 | 1.4589 | 2.0304 | 1.7498 | 1.78 | 3.683 | 2.0799 | 2.413 | 1.1822 | 1.0754 | 1.8407 | 1.1103 | 1.5001 | 2.4395 | 2.2611 | 2.1029 | 1.5355 | 1.6113 | 2.5085 | 1.3306 | 2.0288 | 1.0552 | 1.3482 | 1.0476 | 1.7853 | 1.4327 | 1.1528 | 1.8495 | 2.6456 | 2.2914 | 3.0951 | 1.3612 | 1.2803 | 1.7479 | 1.5489 | 1.5809 | 3.1523 | 1.8145 | 2.0741 | 0.96176 | 0.8755 | 1.4868 | 0.90664 | 1.1847 | 1.9611 | 1.8122 | 1.6833 | 1.2497 | 1.2962 | 2.0056 | 1.0707 | 1.6274 | 0.8679 | 1.123 | 0.85108 | 1.4362 | 1.1616 | 0.96411 | 1.4853 | 2.1188 | 1.8352 | 2.4317 | 1.1113 | 1.0406 | 1.3903 | 1.2753 | 1.3071 | 2.4787 | 1.4641 | 1.6513
653 | 0.74648 | 2.5117 | 0.91181 | 1.1974 | 0.79164 | 1.5913 | 1.0552 | 1.1991 | 1.1443 | 3.6145 | 1.4217 | 1.9235 | 1.4838 | 5.3129 | 1.9183 | 2.5134 | 1.5014 | 1.3677 | 2.3266 | 1.4256 | 1.9887 | 3.1331 | 2.9983 | 2.7716 | 2.0156 | 2.1052 | 3.3239 | 1.7339 | 2.6625 | 1.3275 | 1.701 | 1.3579 | 2.3321 | 1.8523 | 1.4175 | 2.4062 | 3.4875 | 3.0273 | 4.2005 | 1.7528 | 1.6508 | 2.3517 | 1.9817 | 1.9806 | 4.2675 | 2.3538 | 2.7942 | 1.3467 | 1.2254 | 2.1133 | 1.2639 | 1.7468 | 2.807 | 2.6093 | 2.4304 | 1.7547 | 1.8516 | 2.8999 | 1.5311 | 2.344 | 1.1932 | 1.5148 | 1.2011 | 2.0571 | 1.6367 | 1.2909 | 2.1328 | 3.06 | 2.6513 | 3.6317 | 1.5512 | 1.4623 | 2.0352 | 1.7537 | 1.7841 | 3.6922 | 2.0844 | 2.419 | 1.1851 | 1.0781 | 1.8452 | 1.113 | 1.5039 | 2.4449 | 2.2669 | 2.1077 | 1.5393 | 1.6148 | 2.5151 | 1.3337 | 2.0339 | 1.0578 | 1.3514 | 1.0501 | 1.7897 | 1.436 | 1.1556 | 1.8537 | 2.6519 | 2.2967 | 3.1022 | 1.3645 | 1.2833 | 1.752 | 1.5523 | 1.5846 | 3.1603 | 1.8185 | 2.0793 | 0.96409 | 0.87772 | 1.4905 | 0.90881 | 1.1878 | 1.9655 | 1.8169 | 1.6871 | 1.2528 | 1.2991 | 2.0111 | 1.0732 | 1.6316 | 0.87002 | 1.1257 | 0.8531 | 1.4398 | 1.1643 | 0.96644 | 1.4886 | 2.1239 | 1.8395 | 2.4374 | 1.114 | 1.043 | 1.3936 | 1.2782 | 1.3102 | 2.4851 | 1.4673 | 1.6555
654 | 0.74864 | 2.5161 | 0.91458 | 1.201 | 0.79484 | 1.5947 | 1.0593 | 1.2038 | 1.1474 | 3.621 | 1.4256 | 1.9289 | 1.4884 | 5.3222 | 1.9243 | 2.5212 | 1.505 | 1.3711 | 2.3323 | 1.4289 | 1.9937 | 3.1399 | 3.0058 | 2.7778 | 2.0204 | 2.1098 | 3.3326 | 1.7378 | 2.6693 | 1.3307 | 1.705 | 1.361 | 2.3378 | 1.8564 | 1.4209 | 2.4115 | 3.4956 | 3.0341 | 4.2098 | 1.7569 | 1.6546 | 2.3572 | 1.986 | 1.9852 | 4.2779 | 2.3589 | 2.8011 | 1.3499 | 1.2285 | 2.1185 | 1.2669 | 1.7512 | 2.8132 | 2.6159 | 2.4358 | 1.7589 | 1.8556 | 2.9076 | 1.5346 | 2.35 | 1.196 | 1.5184 | 1.2039 | 2.0621 | 1.6403 | 1.294 | 2.1375 | 3.0672 | 2.6574 | 3.6399 | 1.5549 | 1.4657 | 2.0399 | 1.7576 | 1.7882 | 3.7014 | 2.0889 | 2.4251 | 1.1879 | 1.0808 | 1.8498 | 1.1156 | 1.5078 | 2.4502 | 2.2727 | 2.1125 | 1.543 | 1.6183 | 2.5218 | 1.3368 | 2.0391 | 1.0604 | 1.3546 | 1.0525 | 1.7942 | 1.4392 | 1.1583 | 1.8578 | 2.6581 | 2.3019 | 3.1094 | 1.3677 | 1.2862 | 1.7561 | 1.5558 | 1.5883 | 3.1683 | 1.8225 | 2.0845 | 0.96643 | 0.87995 | 1.4942 | 0.91097 | 1.1909 | 1.9698 | 1.8216 | 1.691 | 1.2559 | 1.3019 | 2.0165 | 1.0757 | 1.6358 | 0.87215 | 1.1284 | 0.85512 | 1.4434 | 1.1669 | 0.96877 | 1.492 | 2.1289 | 1.8437 | 2.4431 | 1.1167 | 1.0454 | 1.3969 | 1.281 | 1.3133 | 2.4916 | 1.4706 | 1.6597
655 | 0.7508 | 2.5204 | 0.91735 | 1.2046 | 0.79805 | 1.5981 | 1.0635 | 1.2085 | 1.1505 | 3.6275 | 1.4295 | 1.9342 | 1.493 | 5.3315 | 1.9303 | 2.529 | 1.5085 | 1.3745 | 2.3379 | 1.4323 | 1.9987 | 3.1466 | 3.0134 | 2.784 | 2.0252 | 2.1143 | 3.3412 | 1.7418 | 2.676 | 1.3339 | 1.7089 | 1.3641 | 2.3435 | 1.8605 | 1.4242 | 2.4168 | 3.5038 | 3.0409 | 4.2192 | 1.761 | 1.6584 | 2.3626 | 1.9904 | 1.9897 | 4.2884 | 2.3639 | 2.808 | 1.3532 | 1.2315 | 2.1237 | 1.2699 | 1.7556 | 2.8193 | 2.6226 | 2.4413 | 1.7631 | 1.8596 | 2.9152 | 1.5381 | 2.3559 | 1.1989 | 1.5219 | 1.2067 | 2.0672 | 1.644 | 1.297 | 2.1422 | 3.0744 | 2.6634 | 3.6481 | 1.5585 | 1.469 | 2.0447 | 1.7615 | 1.7923 | 3.7106 | 2.0934 | 2.4311 | 1.1908 | 1.0835 | 1.8544 | 1.1182 | 1.5116 | 2.4556 | 2.2785 | 2.1172 | 1.5467 | 1.6218 | 2.5285 | 1.3399 | 2.0443 | 1.0629 | 1.3578 | 1.055 | 1.7986 | 1.4424 | 1.1611 | 1.862 | 2.6644 | 2.3072 | 3.1165 | 1.371 | 1.2892 | 1.7603 | 1.5592 | 1.5919 | 3.1763 | 1.8265 | 2.0897 | 0.96877 | 0.88217 | 1.498 | 0.91313 | 1.194 | 1.9742 | 1.8264 | 1.6948 | 1.259 | 1.3048 | 2.0219 | 1.0782 | 1.6399 | 0.87427 | 1.1311 | 0.85714 | 1.447 | 1.1696 | 0.97109 | 1.4953 | 2.134 | 1.848 | 2.4489 | 1.1194 | 1.0479 | 1.4002 | 1.2839 | 1.3164 | 2.4981 | 1.4738 | 1.6639
656 | 0.75296 | 2.5248 | 0.92012 | 1.2083 | 0.80125 | 1.6015 | 1.0676 | 1.2132 | 1.1536 | 3.634 | 1.4334 | 1.9396 | 1.4976 | 5.3408 | 1.9362 | 2.5368 | 1.5121 | 1.3779 | 2.3436 | 1.4356 | 2.0037 | 3.1534 | 3.0209 | 2.7902 | 2.03 | 2.1188 | 3.3499 | 1.7458 | 2.6828 | 1.3371 | 1.7129 | 1.3672 | 2.3492 | 1.8646 | 1.4276 | 2.4221 | 3.5119 | 3.0477 | 4.2285 | 1.7651 | 1.6622 | 2.3681 | 1.9948 | 1.9942 | 4.2988 | 2.3689 | 2.8149 | 1.3564 | 1.2345 | 2.1288 | 1.2728 | 1.76 | 2.8254 | 2.6292 | 2.4468 | 1.7673 | 1.8636 | 2.9228 | 1.5416 | 2.3619 | 1.2018 | 1.5255 | 1.2095 | 2.0722 | 1.6476 | 1.3001 | 2.1469 | 3.0816 | 2.6694 | 3.6563 | 1.5622 | 1.4724 | 2.0495 | 1.7654 | 1.7964 | 3.7198 | 2.0979 | 2.4372 | 1.1936 | 1.0862 | 1.8589 | 1.1208 | 1.5155 | 2.461 | 2.2843 | 2.122 | 1.5504 | 1.6253 | 2.5352 | 1.343 | 2.0495 | 1.0655 | 1.361 | 1.0575 | 1.803 | 1.4456 | 1.1639 | 1.8661 | 2.6706 | 2.3124 | 3.1236 | 1.3743 | 1.2922 | 1.7644 | 1.5627 | 1.5956 | 3.1843 | 1.8304 | 2.0949 | 0.97111 | 0.8844 | 1.5017 | 0.91529 | 1.1971 | 1.9786 | 1.8311 | 1.6987 | 1.2621 | 1.3076 | 2.0273 | 1.0808 | 1.6441 | 0.8764 | 1.1338 | 0.85916 | 1.4506 | 1.1722 | 0.97342 | 1.4987 | 2.1391 | 1.8522 | 2.4546 | 1.1221 | 1.0503 | 1.4035 | 1.2868 | 1.3195 | 2.5045 | 1.4771 | 1.668
657 | 0.75512 | 2.5292 | 0.92289 | 1.2119 | 0.80445 | 1.6049 | 1.0718 | 1.2179 | 1.1567 | 3.6405 | 1.4373 | 1.9449 | 1.5022 | 5.3501 | 1.9422 | 2.5446 | 1.5157 | 1.3813 | 2.3492 | 1.439 | 2.0087 | 3.1602 | 3.0285 | 2.7964 | 2.0348 | 2.1233 | 3.3586 | 1.7498 | 2.6896 | 1.3403 | 1.7168 | 1.3704 | 2.3549 | 1.8687 | 1.4309 | 2.4274 | 3.52 | 3.0546 | 4.2378 | 1.7692 | 1.666 | 2.3736 | 1.9992 | 1.9988 | 4.3092 | 2.374 | 2.8219 | 1.3596 | 1.2376 | 2.134 | 1.2758 | 1.7645 | 2.8315 | 2.6358 | 2.4523 | 1.7715 | 1.8677 | 2.9304 | 1.5452 | 2.3679 | 1.2047 | 1.529 | 1.2123 | 2.0773 | 1.6513 | 1.3032 | 2.1516 | 3.0887 | 2.6754 | 3.6645 | 1.5659 | 1.4758 | 2.0542 | 1.7693 | 1.8006 | 3.729 | 2.1024 | 2.4432 | 1.1965 | 1.0889 | 1.8635 | 1.1235 | 1.5194 | 2.4664 | 2.2901 | 2.1268 | 1.5542 | 1.6289 | 2.5418 | 1.3461 | 2.0547 | 1.068 | 1.3642 | 1.0599 | 1.8075 | 1.4489 | 1.1666 | 1.8702 | 2.6769 | 2.3177 | 3.1307 | 1.3775 | 1.2951 | 1.7685 | 1.5662 | 1.5993 | 3.1923 | 1.8344 | 2.1002 | 0.97345 | 0.88662 | 1.5055 | 0.91745 | 1.2002 | 1.983 | 1.8358 | 1.7026 | 1.2652 | 1.3105 | 2.0327 | 1.0833 | 1.6483 | 0.87852 | 1.1365 | 0.86117 | 1.4542 | 1.1749 | 0.97575 | 1.5021 | 2.1441 | 1.8565 | 2.4603 | 1.1248 | 1.0527 | 1.4068 | 1.2897 | 1.3226 | 2.511 | 1.4804 | 1.6722
658 | 0.75728 | 2.5336 | 0.92566 | 1.2155 | 0.80766 | 1.6084 | 1.0759 | 1.2226 | 1.1598 | 3.647 | 1.4412 | 1.9503 | 1.5068 | 5.3594 | 1.9481 | 2.5524 | 1.5193 | 1.3846 | 2.3548 | 1.4424 | 2.0138 | 3.167 | 3.036 | 2.8026 | 2.0395 | 2.1279 | 3.3672 | 1.7537 | 2.6964 | 1.3434 | 1.7208 | 1.3735 | 2.3607 | 1.8728 | 1.4342 | 2.4327 | 3.5281 | 3.0614 | 4.2472 | 1.7733 | 1.6698 | 2.379 | 2.0035 | 2.0033 | 4.3196 | 2.379 | 2.8288 | 1.3628 | 1.2406 | 2.1392 | 1.2788 | 1.7689 | 2.8377 | 2.6424 | 2.4577 | 1.7757 | 1.8717 | 2.9381 | 1.5487 | 2.3738 | 1.2075 | 1.5326 | 1.2151 | 2.0823 | 1.655 | 1.3062 | 2.1564 | 3.0959 | 2.6815 | 3.6727 | 1.5696 | 1.4792 | 2.059 | 1.7732 | 1.8047 | 3.7382 | 2.1069 | 2.4492 | 1.1993 | 1.0916 | 1.8681 | 1.1261 | 1.5232 | 2.4717 | 2.2959 | 2.1316 | 1.5579 | 1.6324 | 2.5485 | 1.3492 | 2.0599 | 1.0706 | 1.3674 | 1.0624 | 1.8119 | 1.4521 | 1.1694 | 1.8744 | 2.6831 | 2.323 | 3.1379 | 1.3808 | 1.2981 | 1.7726 | 1.5696 | 1.603 | 3.2003 | 1.8384 | 2.1054 | 0.97579 | 0.88885 | 1.5092 | 0.91961 | 1.2033 | 1.9873 | 1.8406 | 1.7064 | 1.2683 | 1.3134 | 2.0381 | 1.0858 | 1.6525 | 0.88065 | 1.1392 | 0.86319 | 1.4578 | 1.1775 | 0.97808 | 1.5054 | 2.1492 | 1.8607 | 2.466 | 1.1275 | 1.0552 | 1.4101 | 1.2925 | 1.3256 | 2.5175 | 1.4836 | 1.6764
659 | 0.75944 | 2.538 | 0.92843 | 1.2192 | 0.81086 | 1.6118 | 1.08 | 1.2273 | 1.1629 | 3.6535 | 1.4451 | 1.9556 | 1.5114 | 5.3687 | 1.9541 | 2.5602 | 1.5229 | 1.388 | 2.3605 | 1.4457 | 2.0188 | 3.1738 | 3.0436 | 2.8088 | 2.0443 | 2.1324 | 3.3759 | 1.7577 | 2.7031 | 1.3466 | 1.7248 | 1.3766 | 2.3664 | 1.8769 | 1.4376 | 2.4379 | 3.5362 | 3.0682 | 4.2565 | 1.7775 | 1.6736 | 2.3845 | 2.0079 | 2.0078 | 4.3301 | 2.3841 | 2.8357 | 1.3661 | 1.2437 | 2.1444 | 1.2818 | 1.7733 | 2.8438 | 2.6491 | 2.4632 | 1.7799 | 1.8757 | 2.9457 | 1.5522 | 2.3798 | 1.2104 | 1.5361 | 1.2179 | 2.0874 | 1.6586 | 1.3093 | 2.1611 | 3.1031 | 2.6875 | 3.681 | 1.5733 | 1.4825 | 2.0637 | 1.7771 | 1.8088 | 3.7474 | 2.1115 | 2.4553 | 1.2022 | 1.0943 | 1.8726 | 1.1287 | 1.5271 | 2.4771 | 2.3018 | 2.1363 | 1.5616 | 1.6359 | 2.5552 | 1.3523 | 2.0651 | 1.0731 | 1.3706 | 1.0648 | 1.8163 | 1.4553 | 1.1721 | 1.8785 | 2.6894 | 2.3282 | 3.145 | 1.384 | 1.3011 | 1.7768 | 1.5731 | 1.6066 | 3.2084 | 1.8424 | 2.1106 | 0.97813 | 0.89107 | 1.513 | 0.92177 | 1.2065 | 1.9917 | 1.8453 | 1.7103 | 1.2713 | 1.3162 | 2.0435 | 1.0883 | 1.6567 | 0.88277 | 1.1419 | 0.86521 | 1.4614 | 1.1802 | 0.98041 | 1.5088 | 2.1542 | 1.865 | 2.4717 | 1.1301 | 1.0576 | 1.4135 | 1.2954 | 1.3287 | 2.5239 | 1.4869 | 1.6806
660 | 0.7616 | 2.5424 | 0.9312 | 1.2228 | 0.81406 | 1.6152 | 1.0842 | 1.232 | 1.166 | 3.66 | 1.449 | 1.961 | 1.516 | 5.378 | 1.96 | 2.568 | 1.5265 | 1.3914 | 2.3661 | 1.4491 | 2.0238 | 3.1805 | 3.0511 | 2.815 | 2.0491 | 2.1369 | 3.3846 | 1.7617 | 2.7099 | 1.3498 | 1.7287 | 1.3798 | 2.3721 | 1.881 | 1.4409 | 2.4432 | 3.5443 | 3.075 | 4.2658 | 1.7816 | 1.6774 | 2.3899 | 2.0123 | 2.0123 | 4.3405 | 2.3891 | 2.8426 | 1.3693 | 1.2467 | 2.1496 | 1.2848 | 1.7778 | 2.8499 | 2.6557 | 2.4687 | 1.7841 | 1.8797 | 2.9533 | 1.5558 | 2.3858 | 1.2133 | 1.5397 | 1.2207 | 2.0924 | 1.6623 | 1.3123 | 2.1658 | 3.1102 | 2.6935 | 3.6892 | 1.5769 | 1.4859 | 2.0685 | 1.781 | 1.8129 | 3.7566 | 2.116 | 2.4613 | 1.205 | 1.097 | 1.8772 | 1.1314 | 1.531 | 2.4825 | 2.3076 | 2.1411 | 1.5654 | 1.6394 | 2.5618 | 1.3554 | 2.0703 | 1.0757 | 1.3738 | 1.0673 | 1.8207 | 1.4586 | 1.1749 | 1.8826 | 2.6956 | 2.3335 | 3.1521 | 1.3873 | 1.3041 | 1.7809 | 1.5766 | 1.6103 | 3.2164 | 1.8464 | 2.1158 | 0.98047 | 0.8933 | 1.5167 | 0.92393 | 1.2096 | 1.9961 | 1.8501 | 1.7142 | 1.2744 | 1.3191 | 2.0489 | 1.0908 | 1.6609 | 0.8849 | 1.1446 | 0.86723 | 1.465 | 1.1828 | 0.98273 | 1.5122 | 2.1593 | 1.8692 | 2.4775 | 1.1328 | 1.0601 | 1.4168 | 1.2983 | 1.3318 | 2.5304 | 1.4902 | 1.6848
661 | 0.76376 | 2.5468 | 0.93397 | 1.2264 | 0.81727 | 1.6186 | 1.0883 | 1.2367 | 1.1691 | 3.6665 | 1.4529 | 1.9663 | 1.5206 | 5.3873 | 1.9659 | 2.5758 | 1.5301 | 1.3948 | 2.3718 | 1.4524 | 2.0288 | 3.1873 | 3.0586 | 2.8212 | 2.0539 | 2.1414 | 3.3932 | 1.7656 | 2.7167 | 1.353 | 1.7327 | 1.3829 | 2.3778 | 1.8851 | 1.4443 | 2.4485 | 3.5524 | 3.0818 | 4.2752 | 1.7857 | 1.6812 | 2.3954 | 2.0167 | 2.0169 | 4.3509 | 2.3941 | 2.8495 | 1.3725 | 1.2497 | 2.1547 | 1.2877 | 1.7822 | 2.8561 | 2.6623 | 2.4742 | 1.7883 | 1.8837 | 2.9609 | 1.5593 | 2.3917 | 1.2161 | 1.5433 | 1.2235 | 2.0975 | 1.6659 | 1.3154 | 2.1705 | 3.1174 | 2.6996 | 3.6974 | 1.5806 | 1.4893 | 2.0733 | 1.7849 | 1.817 | 3.7658 | 2.1205 | 2.4674 | 1.2079 | 1.0997 | 1.8818 | 1.134 | 1.5348 | 2.4878 | 2.3134 | 2.1459 | 1.5691 | 1.6429 | 2.5685 | 1.3585 | 2.0755 | 1.0783 | 1.377 | 1.0698 | 1.8252 | 1.4618 | 1.1777 | 1.8868 | 2.7019 | 2.3387 | 3.1592 | 1.3906 | 1.307 | 1.785 | 1.58 | 1.614 | 3.2244 | 1.8503 | 2.121 | 0.98281 | 0.89552 | 1.5204 | 0.92609 | 1.2127 | 2.0004 | 1.8548 | 1.718 | 1.2775 | 1.3219 | 2.0543 | 1.0934 | 1.6651 | 0.88702 | 1.1473 | 0.86925 | 1.4686 | 1.1855 | 0.98506 | 1.5155 | 2.1644 | 1.8735 | 2.4832 | 1.1355 | 1.0625 | 1.4201 | 1.3012 | 1.3349 | 2.5369 | 1.4934 | 1.6889
662 | 0.76592 | 2.5512 | 0.93674 | 1.2301 | 0.82047 | 1.622 | 1.0924 | 1.2414 | 1.1722 | 3.673 | 1.4568 | 1.9717 | 1.5252 | 5.3966 | 1.9719 | 2.5836 | 1.5337 | 1.3982 | 2.3774 | 1.4558 | 2.0338 | 3.1941 | 3.0662 | 2.8274 | 2.0587 | 2.146 | 3.4019 | 1.7696 | 2.7235 | 1.3562 | 1.7367 | 1.386 | 2.3835 | 1.8892 | 1.4476 | 2.4538 | 3.5605 | 3.0886 | 4.2845 | 1.7898 | 1.685 | 2.4009 | 2.021 | 2.0214 | 4.3614 | 2.3992 | 2.8564 | 1.3757 | 1.2528 | 2.1599 | 1.2907 | 1.7866 | 2.8622 | 2.6689 | 2.4796 | 1.7926 | 1.8877 | 2.9686 | 1.5628 | 2.3977 | 1.219 | 1.5468 | 1.2262 | 2.1025 | 1.6696 | 1.3185 | 2.1752 | 3.1246 | 2.7056 | 3.7056 | 1.5843 | 1.4927 | 2.078 | 1.7888 | 1.8211 | 3.775 | 2.125 | 2.4734 | 1.2107 | 1.1024 | 1.8863 | 1.1366 | 1.5387 | 2.4932 | 2.3192 | 2.1507 | 1.5728 | 1.6464 | 2.5752 | 1.3616 | 2.0806 | 1.0808 | 1.3802 | 1.0722 | 1.8296 | 1.465 | 1.1804 | 1.8909 | 2.7081 | 2.344 | 3.1664 | 1.3938 | 1.31 | 1.7891 | 1.5835 | 1.6177 | 3.2324 | 1.8543 | 2.1262 | 0.98514 | 0.89775 | 1.5242 | 0.92826 | 1.2158 | 2.0048 | 1.8595 | 1.7219 | 1.2806 | 1.3248 | 2.0598 | 1.0959 | 1.6693 | 0.88915 | 1.15 | 0.87127 | 1.4722 | 1.1881 | 0.98739 | 1.5189 | 2.1694 | 1.8777 | 2.4889 | 1.1382 | 1.0649 | 1.4234 | 1.304 | 1.338 | 2.5433 | 1.4967 | 1.6931
663 | 0.76808 | 2.5556 | 0.93951 | 1.2337 | 0.82367 | 1.6255 | 1.0966 | 1.2461 | 1.1753 | 3.6795 | 1.4607 | 1.977 | 1.5298 | 5.4059 | 1.9778 | 2.5914 | 1.5373 | 1.4016 | 2.3831 | 1.4591 | 2.0388 | 3.2009 | 3.0737 | 2.8336 | 2.0635 | 2.1505 | 3.4106 | 1.7736 | 2.7302 | 1.3594 | 1.7406 | 1.3892 | 2.3892 | 1.8933 | 1.451 | 2.4591 | 3.5686 | 3.0955 | 4.2938 | 1.7939 | 1.6888 | 2.4063 | 2.0254 | 2.0259 | 4.3718 | 2.4042 | 2.8634 | 1.379 | 1.2558 | 2.1651 | 1.2937 | 1.7911 | 2.8683 | 2.6756 | 2.4851 | 1.7968 | 1.8917 | 2.9762 | 1.5664 | 2.4037 | 1.2219 | 1.5504 | 1.229 | 2.1076 | 1.6732 | 1.3215 | 2.1799 | 3.1317 | 2.7116 | 3.7138 | 1.588 | 1.496 | 2.0828 | 1.7927 | 1.8252 | 3.7842 | 2.1295 | 2.4795 | 1.2136 | 1.1051 | 1.8909 | 1.1393 | 1.5426 | 2.4986 | 2.325 | 2.1554 | 1.5766 | 1.65 | 2.5818 | 1.3647 | 2.0858 | 1.0834 | 1.3834 | 1.0747 | 1.834 | 1.4683 | 1.1832 | 1.895 | 2.7144 | 2.3492 | 3.1735 | 1.3971 | 1.313 | 1.7933 | 1.587 | 1.6213 | 3.2404 | 1.8583 | 2.1315 | 0.98748 | 0.89997 | 1.5279 | 0.93042 | 1.2189 | 2.0092 | 1.8643 | 1.7258 | 1.2837 | 1.3276 | 2.0652 | 1.0984 | 1.6735 | 0.89127 | 1.1527 | 0.87329 | 1.4758 | 1.1908 | 0.98972 | 1.5223 | 2.1745 | 1.882 | 2.4946 | 1.1409 | 1.0674 | 1.4267 | 1.3069 | 1.3411 | 2.5498 | 1.5 | 1.6973
664 | 0.77024 | 2.56 | 0.94228 | 1.2373 | 0.82687 | 1.6289 | 1.1007 | 1.2508 | 1.1784 | 3.686 | 1.4646 | 1.9824 | 1.5344 | 5.4152 | 1.9838 | 2.5992 | 1.5409 | 1.4049 | 2.3887 | 1.4625 | 2.0439 | 3.2076 | 3.0813 | 2.8398 | 2.0683 | 2.155 | 3.4192 | 1.7776 | 2.737 | 1.3625 | 1.7446 | 1.3923 | 2.3949 | 1.8974 | 1.4543 | 2.4644 | 3.5767 | 3.1023 | 4.3032 | 1.798 | 1.6926 | 2.4118 | 2.0298 | 2.0304 | 4.3822 | 2.4093 | 2.8703 | 1.3822 | 1.2589 | 2.1703 | 1.2967 | 1.7955 | 2.8744 | 2.6822 | 2.4906 | 1.801 | 1.8957 | 2.9838 | 1.5699 | 2.4096 | 1.2248 | 1.5539 | 1.2318 | 2.1126 | 1.6769 | 1.3246 | 2.1847 | 3.1389 | 2.7176 | 3.722 | 1.5916 | 1.4994 | 2.0875 | 1.7966 | 1.8293 | 3.7934 | 2.134 | 2.4855 | 1.2164 | 1.1078 | 1.8955 | 1.1419 | 1.5464 | 2.504 | 2.3308 | 2.1602 | 1.5803 | 1.6535 | 2.5885 | 1.3678 | 2.091 | 1.0859 | 1.3866 | 1.0771 | 1.8384 | 1.4715 | 1.1859 | 1.8992 | 2.7206 | 2.3545 | 3.1806 | 1.4003 | 1.316 | 1.7974 | 1.5904 | 1.625 | 3.2484 | 1.8623 | 2.1367 | 0.98982 | 0.9022 | 1.5317 | 0.93258 | 1.222 | 2.0136 | 1.869 | 1.7296 | 1.2868 | 1.3305 | 2.0706 | 1.1009 | 1.6777 | 0.8934 | 1.1554 | 0.87531 | 1.4794 | 1.1934 | 0.99204 | 1.5256 | 2.1795 | 1.8862 | 2.5004 | 1.1436 | 1.0698 | 1.43 | 1.3098 | 1.3441 | 2.5563 | 1.5032 | 1.7015
665 | 0.7724 | 2.5644 | 0.94505 | 1.2409 | 0.83008 | 1.6323 | 1.1048 | 1.2555 | 1.1815 | 3.6925 | 1.4685 | 1.9877 | 1.539 | 5.4245 | 1.9897 | 2.607 | 1.5445 | 1.4083 | 2.3944 | 1.4658 | 2.0489 | 3.2144 | 3.0888 | 2.846 | 2.0731 | 2.1595 | 3.4279 | 1.7815 | 2.7438 | 1.3657 | 1.7485 | 1.3954 | 2.4006 | 1.9015 | 1.4577 | 2.4697 | 3.5848 | 3.1091 | 4.3125 | 1.8021 | 1.6964 | 2.4172 | 2.0342 | 2.035 | 4.3926 | 2.4143 | 2.8772 | 1.3854 | 1.2619 | 2.1755 | 1.2997 | 1.7999 | 2.8806 | 2.6888 | 2.4961 | 1.8052 | 1.8997 | 2.9914 | 1.5734 | 2.4156 | 1.2276 | 1.5575 | 1.2346 | 2.1177 | 1.6805 | 1.3276 | 2.1894 | 3.1461 | 2.7237 | 3.7302 | 1.5953 | 1.5028 | 2.0923 | 1.8005 | 1.8334 | 3.8026 | 2.1385 | 2.4916 | 1.2193 | 1.1105 | 1.9 | 1.1445 | 1.5503 | 2.5093 | 2.3366 | 2.165 | 1.584 | 1.657 | 2.5952 | 1.3709 | 2.0962 | 1.0885 | 1.3898 | 1.0796 | 1.8429 | 1.4747 | 1.1887 | 1.9033 | 2.7269 | 2.3597 | 3.1877 | 1.4036 | 1.3189 | 1.8015 | 1.5939 | 1.6287 | 3.2564 | 1.8663 | 2.1419 | 0.99216 | 0.90442 | 1.5354 | 0.93474 | 1.2251 | 2.0179 | 1.8738 | 1.7335 | 1.2899 | 1.3333 | 2.076 | 1.1034 | 1.6819 | 0.89552 | 1.1581 | 0.87733 | 1.483 | 1.1961 | 0.99437 | 1.529 | 2.1846 | 1.8905 | 2.5061 | 1.1463 | 1.0723 | 1.4333 | 1.3127 | 1.3472 | 2.5627 | 1.5065 | 1.7057
666 | 0.77456 | 2.5688 | 0.94782 | 1.2446 | 0.83328 | 1.6357 | 1.109 | 1.2602 | 1.1846 | 3.699 | 1.4724 | 1.9931 | 1.5436 | 5.4338 | 1.9957 | 2.6148 | 1.5481 | 1.4117 | 2.4 | 1.4692 | 2.0539 | 3.2212 | 3.0963 | 2.8522 | 2.0779 | 2.1641 | 3.4366 | 1.7855 | 2.7506 | 1.3689 | 1.7525 | 1.3985 | 2.4063 | 1.9056 | 1.461 | 2.4749 | 3.5929 | 3.1159 | 4.3219 | 1.8062 | 1.7002 | 2.4227 | 2.0385 | 2.0395 | 4.4031 | 2.4194 | 2.8841 | 1.3886 | 1.265 | 2.1807 | 1.3026 | 1.8043 | 2.8867 | 2.6954 | 2.5015 | 1.8094 | 1.9037 | 2.9991 | 1.577 | 2.4215 | 1.2305 | 1.5611 | 1.2374 | 2.1227 | 1.6842 | 1.3307 | 2.1941 | 3.1532 | 2.7297 | 3.7385 | 1.599 | 1.5062 | 2.097 | 1.8044 | 1.8375 | 3.8118 | 2.143 | 2.4976 | 1.2221 | 1.1131 | 1.9046 | 1.1472 | 1.5542 | 2.5147 | 2.3424 | 2.1698 | 1.5878 | 1.6605 | 2.6018 | 1.374 | 2.1014 | 1.0911 | 1.393 | 1.082 | 1.8473 | 1.4779 | 1.1914 | 1.9074 | 2.7331 | 2.365 | 3.1949 | 1.4068 | 1.3219 | 1.8056 | 1.5974 | 1.6324 | 3.2645 | 1.8703 | 2.1471 | 0.9945 | 0.90665 | 1.5391 | 0.9369 | 1.2282 | 2.0223 | 1.8785 | 1.7374 | 1.293 | 1.3362 | 2.0814 | 1.1059 | 1.6861 | 0.89765 | 1.1608 | 0.87935 | 1.4867 | 1.1988 | 0.9967 | 1.5324 | 2.1896 | 1.8948 | 2.5118 | 1.1489 | 1.0747 | 1.4367 | 1.3155 | 1.3503 | 2.5692 | 1.5097 | 1.7099
667 | 0.77672 | 2.5732 | 0.95059 | 1.2482 | 0.83648 | 1.6391 | 1.1131 | 1.2649 | 1.1877 | 3.7055 | 1.4763 | 1.9984 | 1.5482 | 5.4431 | 2.0017 | 2.6226 | 1.5516 | 1.4151 | 2.4056 | 1.4726 | 2.0589 | 3.228 | 3.1039 | 2.8583 | 2.0827 | 2.1686 | 3.4452 | 1.7895 | 2.7573 | 1.3721 | 1.7565 | 1.4017 | 2.412 | 1.9096 | 1.4643 | 2.4802 | 3.6011 | 3.1227 | 4.3312 | 1.8104 | 1.7039 | 2.4282 | 2.0429 | 2.044 | 4.4135 | 2.4244 | 2.891 | 1.3919 | 1.268 | 2.1858 | 1.3056 | 1.8088 | 2.8928 | 2.7021 | 2.507 | 1.8136 | 1.9077 | 3.0067 | 1.5805 | 2.4275 | 1.2334 | 1.5646 | 1.2402 | 2.1278 | 1.6879 | 1.3338 | 2.1988 | 3.1604 | 2.7357 | 3.7467 | 1.6027 | 1.5095 | 2.1018 | 1.8082 | 1.8416 | 3.8209 | 2.1476 | 2.5036 | 1.225 | 1.1158 | 1.9092 | 1.1498 | 1.558 | 2.5201 | 2.3483 | 2.1745 | 1.5915 | 1.664 | 2.6085 | 1.377 | 2.1066 | 1.0936 | 1.3963 | 1.0845 | 1.8517 | 1.4812 | 1.1942 | 1.9116 | 2.7394 | 2.3703 | 3.202 | 1.4101 | 1.3249 | 1.8098 | 1.6008 | 1.636 | 3.2725 | 1.8742 | 2.1523 | 0.99684 | 0.90887 | 1.5429 | 0.93906 | 1.2314 | 2.0267 | 1.8832 | 1.7412 | 1.296 | 1.3391 | 2.0868 | 1.1085 | 1.6902 | 0.89977 | 1.1636 | 0.88137 | 1.4903 | 1.2014 | 0.99903 | 1.5357 | 2.1947 | 1.899 | 2.5175 | 1.1516 | 1.0771 | 1.44 | 1.3184 | 1.3534 | 2.5757 | 1.513 | 1.714
668 | 0.77888 | 2.5776 | 0.95336 | 1.2518 | 0.83969 | 1.6426 | 1.1172 | 1.2696 | 1.1908 | 3.712 | 1.4802 | 2.0038 | 1.5528 | 5.4524 | 2.0076 | 2.6304 | 1.5552 | 1.4185 | 2.4113 | 1.4759 | 2.0639 | 3.2348 | 3.1114 | 2.8645 | 2.0875 | 2.1731 | 3.4539 | 1.7934 | 2.7641 | 1.3753 | 1.7604 | 1.4048 | 2.4177 | 1.9137 | 1.4677 | 2.4855 | 3.6092 | 3.1295 | 4.3405 | 1.8145 | 1.7077 | 2.4336 | 2.0473 | 2.0486 | 4.4239 | 2.4294 | 2.8979 | 1.3951 | 1.271 | 2.191 | 1.3086 | 1.8132 | 2.899 | 2.7087 | 2.5125 | 1.8178 | 1.9117 | 3.0143 | 1.584 | 2.4335 | 1.2362 | 1.5682 | 1.243 | 2.1329 | 1.6915 | 1.3368 | 2.2035 | 3.1676 | 2.7418 | 3.7549 | 1.6064 | 1.5129 | 2.1066 | 1.8121 | 1.8457 | 3.8301 | 2.1521 | 2.5097 | 1.2278 | 1.1185 | 1.9137 | 1.1524 | 1.5619 | 2.5254 | 2.3541 | 2.1793 | 1.5952 | 1.6675 | 2.6152 | 1.3801 | 2.1118 | 1.0962 | 1.3995 | 1.087 | 1.8562 | 1.4844 | 1.197 | 1.9157 | 2.7457 | 2.3755 | 3.2091 | 1.4134 | 1.3278 | 1.8139 | 1.6043 | 1.6397 | 3.2805 | 1.8782 | 2.1575 | 0.99918 | 0.9111 | 1.5466 | 0.94122 | 1.2345 | 2.031 | 1.888 | 1.7451 | 1.2991 | 1.3419 | 2.0922 | 1.111 | 1.6944 | 0.9019 | 1.1663 | 0.88339 | 1.4939 | 1.2041 | 1.0014 | 1.5391 | 2.1998 | 1.9033 | 2.5232 | 1.1543 | 1.0796 | 1.4433 | 1.3213 | 1.3565 | 2.5821 | 1.5163 | 1.7182
669 | 0.78104 | 2.582 | 0.95613 | 1.2555 | 0.84289 | 1.646 | 1.1214 | 1.2743 | 1.1939 | 3.7185 | 1.4841 | 2.0091 | 1.5574 | 5.4617 | 2.0135 | 2.6382 | 1.5588 | 1.4219 | 2.4169 | 1.4793 | 2.0689 | 3.2415 | 3.119 | 2.8707 | 2.0923 | 2.1776 | 3.4625 | 1.7974 | 2.7709 | 1.3785 | 1.7644 | 1.4079 | 2.4234 | 1.9178 | 1.471 | 2.4908 | 3.6173 | 3.1364 | 4.3499 | 1.8186 | 1.7115 | 2.4391 | 2.0517 | 2.0531 | 4.4343 | 2.4345 | 2.9049 | 1.3983 | 1.2741 | 2.1962 | 1.3116 | 1.8176 | 2.9051 | 2.7153 | 2.518 | 1.822 | 1.9157 | 3.0219 | 1.5875 | 2.4394 | 1.2391 | 1.5717 | 1.2458 | 2.1379 | 1.6952 | 1.3399 | 2.2082 | 3.1748 | 2.7478 | 3.7631 | 1.61 | 1.5163 | 2.1113 | 1.816 | 1.8498 | 3.8393 | 2.1566 | 2.5157 | 1.2307 | 1.1212 | 1.9183 | 1.155 | 1.5657 | 2.5308 | 2.3599 | 2.1841 | 1.5989 | 1.6711 | 2.6219 | 1.3832 | 2.117 | 1.0987 | 1.4027 | 1.0894 | 1.8606 | 1.4876 | 1.1997 | 1.9199 | 2.7519 | 2.3808 | 3.2162 | 1.4166 | 1.3308 | 1.818 | 1.6077 | 1.6434 | 3.2885 | 1.8822 | 2.1628 | 1.0015 | 0.91332 | 1.5504 | 0.94338 | 1.2376 | 2.0354 | 1.8927 | 1.7489 | 1.3022 | 1.3448 | 2.0976 | 1.1135 | 1.6986 | 0.90402 | 1.169 | 0.88541 | 1.4975 | 1.2067 | 1.0037 | 1.5424 | 2.2048 | 1.9075 | 2.529 | 1.157 | 1.082 | 1.4466 | 1.3242 | 1.3596 | 2.5886 | 1.5195 | 1.7224
670 | 0.7832 | 2.5864 | 0.9589 | 1.2591 | 0.84609 | 1.6494 | 1.1255 | 1.279 | 1.197 | 3.725 | 1.488 | 2.0145 | 1.562 | 5.471 | 2.0195 | 2.646 | 1.5624 | 1.4252 | 2.4226 | 1.4826 | 2.074 | 3.2483 | 3.1265 | 2.8769 | 2.0971 | 2.1822 | 3.4712 | 1.8014 | 2.7777 | 1.3816 | 1.7683 | 1.4111 | 2.4291 | 1.9219 | 1.4744 | 2.4961 | 3.6254 | 3.1432 | 4.3592 | 1.8227 | 1.7153 | 2.4445 | 2.056 | 2.0576 | 4.4448 | 2.4395 | 2.9118 | 1.4015 | 1.2771 | 2.2014 | 1.3146 | 1.8221 | 2.9112 | 2.7219 | 2.5234 | 1.8262 | 1.9197 | 3.0296 | 1.5911 | 2.4454 | 1.242 | 1.5753 | 1.2486 | 2.143 | 1.6988 | 1.3429 | 2.213 | 3.1819 | 2.7538 | 3.7713 | 1.6137 | 1.5197 | 2.1161 | 1.8199 | 1.8539 | 3.8485 | 2.1611 | 2.5218 | 1.2335 | 1.1239 | 1.9229 | 1.1577 | 1.5696 | 2.5362 | 2.3657 | 2.1889 | 1.6027 | 1.6746 | 2.6285 | 1.3863 | 2.1222 | 1.1013 | 1.4059 | 1.0919 | 1.865 | 1.4909 | 1.2025 | 1.924 | 2.7582 | 2.386 | 3.2234 | 1.4199 | 1.3338 | 1.8221 | 1.6112 | 1.6471 | 3.2965 | 1.8862 | 2.168 | 1.0039 | 0.91555 | 1.5541 | 0.94554 | 1.2407 | 2.0398 | 1.8975 | 1.7528 | 1.3053 | 1.3476 | 2.103 | 1.116 | 1.7028 | 0.90615 | 1.1717 | 0.88743 | 1.5011 | 1.2094 | 1.006 | 1.5458 | 2.2099 | 1.9118 | 2.5347 | 1.1597 | 1.0845 | 1.4499 | 1.327 | 1.3626 | 2.5951 | 1.5228 | 1.7266
671 | 0.78536 | 2.5908 | 0.96167 | 1.2627 | 0.8493 | 1.6528 | 1.1297 | 1.2837 | 1.2001 | 3.7315 | 1.4919 | 2.0198 | 1.5666 | 5.4803 | 2.0254 | 2.6538 | 1.566 | 1.4286 | 2.4282 | 1.486 | 2.079 | 3.2551 | 3.1341 | 2.8831 | 2.1019 | 2.1867 | 3.4799 | 1.8054 | 2.7844 | 1.3848 | 1.7723 | 1.4142 | 2.4348 | 1.926 | 1.4777 | 2.5014 | 3.6335 | 3.15 | 4.3685 | 1.8268 | 1.7191 | 2.45 | 2.0604 | 2.0621 | 4.4552 | 2.4446 | 2.9187 | 1.4048 | 1.2802 | 2.2066 | 1.3176 | 1.8265 | 2.9173 | 2.7286 | 2.5289 | 1.8305 | 1.9237 | 3.0372 | 1.5946 | 2.4514 | 1.2449 | 1.5788 | 1.2513 | 2.148 | 1.7025 | 1.346 | 2.2177 | 3.1891 | 2.7598 | 3.7795 | 1.6174 | 1.523 | 2.1208 | 1.8238 | 1.858 | 3.8577 | 2.1656 | 2.5278 | 1.2364 | 1.1266 | 1.9274 | 1.1603 | 1.5735 | 2.5416 | 2.3715 | 2.1936 | 1.6064 | 1.6781 | 2.6352 | 1.3894 | 2.1273 | 1.1038 | 1.4091 | 1.0943 | 1.8694 | 1.4941 | 1.2052 | 1.9281 | 2.7644 | 2.3913 | 3.2305 | 1.4231 | 1.3368 | 1.8263 | 1.6147 | 1.6507 | 3.3045 | 1.8902 | 2.1732 | 1.0062 | 0.91777 | 1.5579 | 0.94771 | 1.2438 | 2.0442 | 1.9022 | 1.7567 | 1.3084 | 1.3505 | 2.1085 | 1.1185 | 1.707 | 0.90827 | 1.1744 | 0.88945 | 1.5047 | 1.212 | 1.0083 | 1.5492 | 2.2149 | 1.916 | 2.5404 | 1.1624 | 1.0869 | 1.4532 | 1.3299 | 1.3657 | 2.6015 | 1.5261 | 1.7308
672 | 0.78752 | 2.5952 | 0.96444 | 1.2664 | 0.8525 | 1.6562 | 1.1338 | 1.2884 | 1.2032 | 3.738 | 1.4958 | 2.0252 | 1.5712 | 5.4896 | 2.0314 | 2.6616 | 1.5696 | 1.432 | 2.4339 | 1.4893 | 2.084 | 3.2619 | 3.1416 | 2.8893 | 2.1067 | 2.1912 | 3.4885 | 1.8093 | 2.7912 | 1.388 | 1.7763 | 1.4173 | 2.4405 | 1.9301 | 1.4811 | 2.5067 | 3.6416 | 3.1568 | 4.3779 | 1.8309 | 1.7229 | 2.4555 | 2.0648 | 2.0667 | 4.4656 | 2.4496 | 2.9256 | 1.408 | 1.2832 | 2.2117 | 1.3205 | 1.8309 | 2.9235 | 2.7352 | 2.5344 | 1.8347 | 1.9277 | 3.0448 | 1.5981 | 2.4573 | 1.2477 | 1.5824 | 1.2541 | 2.1531 | 1.7061 | 1.3491 | 2.2224 | 3.1963 | 2.7659 | 3.7877 | 1.6211 | 1.5264 | 2.1256 | 1.8277 | 1.8621 | 3.8669 | 2.1701 | 2.5339 | 1.2392 | 1.1293 | 1.932 | 1.1629 | 1.5773 | 2.5469 | 2.3773 | 2.1984 | 1.6101 | 1.6816 | 2.6419 | 1.3925 | 2.1325 | 1.1064 | 1.4123 | 1.0968 | 1.8739 | 1.4973 | 1.208 | 1.9323 | 2.7707 | 2.3965 | 3.2376 | 1.4264 | 1.3397 | 1.8304 | 1.6181 | 1.6544 | 3.3125 | 1.8941 | 2.1784 | 1.0085 | 0.92 | 1.5616 | 0.94987 | 1.2469 | 2.0485 | 1.9069 | 1.7605 | 1.3115 | 1.3533 | 2.1139 | 1.1211 | 1.7112 | 0.9104 | 1.1771 | 0.89147 | 1.5083 | 1.2147 | 1.0107 | 1.5525 | 2.22 | 1.9203 | 2.5461 | 1.1651 | 1.0893 | 1.4565 | 1.3328 | 1.3688 | 2.608 | 1.5293 | 1.7349
673 | 0.78968 | 2.5996 | 0.96721 | 1.27 | 0.8557 | 1.6597 | 1.1379 | 1.2931 | 1.2063 | 3.7445 | 1.4997 | 2.0305 | 1.5758 | 5.4989 | 2.0373 | 2.6694 | 1.5732 | 1.4354 | 2.4395 | 1.4927 | 2.089 | 3.2686 | 3.1491 | 2.8955 | 2.1115 | 2.1957 | 3.4972 | 1.8133 | 2.798 | 1.3912 | 1.7802 | 1.4205 | 2.4462 | 1.9342 | 1.4844 | 2.512 | 3.6497 | 3.1636 | 4.3872 | 1.835 | 1.7267 | 2.4609 | 2.0692 | 2.0712 | 4.476 | 2.4546 | 2.9325 | 1.4112 | 1.2862 | 2.2169 | 1.3235 | 1.8354 | 2.9296 | 2.7418 | 2.5399 | 1.8389 | 1.9317 | 3.0524 | 1.6017 | 2.4633 | 1.2506 | 1.586 | 1.2569 | 2.1581 | 1.7098 | 1.3521 | 2.2271 | 3.2034 | 2.7719 | 3.7959 | 1.6247 | 1.5298 | 2.1304 | 1.8316 | 1.8662 | 3.8761 | 2.1746 | 2.5399 | 1.2421 | 1.132 | 1.9366 | 1.1656 | 1.5812 | 2.5523 | 2.3831 | 2.2032 | 1.6139 | 1.6851 | 2.6485 | 1.3956 | 2.1377 | 1.109 | 1.4155 | 1.0993 | 1.8783 | 1.5006 | 1.2108 | 1.9364 | 2.7769 | 2.4018 | 3.2447 | 1.4297 | 1.3427 | 1.8345 | 1.6216 | 1.6581 | 3.3205 | 1.8981 | 2.1836 | 1.0109 | 0.92222 | 1.5653 | 0.95203 | 1.25 | 2.0529 | 1.9117 | 1.7644 | 1.3146 | 1.3562 | 2.1193 | 1.1236 | 1.7154 | 0.91252 | 1.1798 | 0.89349 | 1.5119 | 1.2173 | 1.013 | 1.5559 | 2.2251 | 1.9245 | 2.5519 | 1.1678 | 1.0918 | 1.4598 | 1.3357 | 1.3719 | 2.6145 | 1.5326 | 1.7391
674 | 0.79184 | 2.604 | 0.96998 | 1.2736 | 0.85891 | 1.6631 | 1.1421 | 1.2978 | 1.2094 | 3.751 | 1.5036 | 2.0359 | 1.5804 | 5.5082 | 2.0433 | 2.6772 | 1.5768 | 1.4388 | 2.4452 | 1.496 | 2.094 | 3.2754 | 3.1567 | 2.9017 | 2.1163 | 2.2003 | 3.5059 | 1.8173 | 2.8048 | 1.3944 | 1.7842 | 1.4236 | 2.4519 | 1.9383 | 1.4878 | 2.5172 | 3.6578 | 3.1704 | 4.3965 | 1.8392 | 1.7305 | 2.4664 | 2.0735 | 2.0757 | 4.4865 | 2.4597 | 2.9394 | 1.4144 | 1.2893 | 2.2221 | 1.3265 | 1.8398 | 2.9357 | 2.7484 | 2.5453 | 1.8431 | 1.9357 | 3.0601 | 1.6052 | 2.4693 | 1.2535 | 1.5895 | 1.2597 | 2.1632 | 1.7134 | 1.3552 | 2.2318 | 3.2106 | 2.7779 | 3.8042 | 1.6284 | 1.5332 | 2.1351 | 1.8355 | 1.8703 | 3.8853 | 2.1792 | 2.546 | 1.2449 | 1.1347 | 1.9411 | 1.1682 | 1.5851 | 2.5577 | 2.389 | 2.208 | 1.6176 | 1.6886 | 2.6552 | 1.3987 | 2.1429 | 1.1115 | 1.4187 | 1.1017 | 1.8827 | 1.5038 | 1.2135 | 1.9405 | 2.7832 | 2.407 | 3.2519 | 1.4329 | 1.3457 | 1.8386 | 1.6251 | 1.6618 | 3.3286 | 1.9021 | 2.1888 | 1.0132 | 0.92445 | 1.5691 | 0.95419 | 1.2532 | 2.0573 | 1.9164 | 1.7683 | 1.3176 | 1.359 | 2.1247 | 1.1261 | 1.7196 | 0.91465 | 1.1825 | 0.89551 | 1.5155 | 1.22 | 1.0153 | 1.5593 | 2.2301 | 1.9288 | 2.5576 | 1.1704 | 1.0942 | 1.4632 | 1.3385 | 1.375 | 2.6209 | 1.5359 | 1.7433
675 | 0.794 | 2.6084 | 0.97275 | 1.2772 | 0.86211 | 1.6665 | 1.1462 | 1.3025 | 1.2125 | 3.7575 | 1.5075 | 2.0412 | 1.585 | 5.5175 | 2.0492 | 2.685 | 1.5804 | 1.4422 | 2.4508 | 1.4994 | 2.099 | 3.2822 | 3.1642 | 2.9079 | 2.1211 | 2.2048 | 3.5145 | 1.8213 | 2.8115 | 1.3976 | 1.7881 | 1.4267 | 2.4576 | 1.9424 | 1.4911 | 2.5225 | 3.6659 | 3.1773 | 4.4059 | 1.8433 | 1.7343 | 2.4719 | 2.0779 | 2.0803 | 4.4969 | 2.4647 | 2.9464 | 1.4177 | 1.2923 | 2.2273 | 1.3295 | 1.8442 | 2.9418 | 2.7551 | 2.5508 | 1.8473 | 1.9398 | 3.0677 | 1.6087 | 2.4752 | 1.2564 | 1.5931 | 1.2625 | 2.1682 | 1.7171 | 1.3583 | 2.2365 | 3.2178 | 2.7839 | 3.8124 | 1.6321 | 1.5365 | 2.1399 | 1.8394 | 1.8745 | 3.8945 | 2.1837 | 2.552 | 1.2478 | 1.1374 | 1.9457 | 1.1708 | 1.5889 | 2.5631 | 2.3948 | 2.2127 | 1.6213 | 1.6922 | 2.6619 | 1.4018 | 2.1481 | 1.1141 | 1.4219 | 1.1042 | 1.8872 | 1.507 | 1.2163 | 1.9447 | 2.7894 | 2.4123 | 3.259 | 1.4362 | 1.3486 | 1.8428 | 1.6285 | 1.6654 | 3.3366 | 1.9061 | 2.1941 | 1.0156 | 0.92667 | 1.5728 | 0.95635 | 1.2563 | 2.0617 | 1.9211 | 1.7721 | 1.3207 | 1.3619 | 2.1301 | 1.1286 | 1.7238 | 0.91677 | 1.1852 | 0.89752 | 1.5191 | 1.2226 | 1.0177 | 1.5626 | 2.2352 | 1.933 | 2.5633 | 1.1731 | 1.0966 | 1.4665 | 1.3414 | 1.3781 | 2.6274 | 1.5391 | 1.7475
676 | 0.79616 | 2.6128 | 0.97552 | 1.2809 | 0.86531 | 1.6699 | 1.1503 | 1.3072 | 1.2156 | 3.764 | 1.5114 | 2.0466 | 1.5896 | 5.5268 | 2.0552 | 2.6928 | 1.584 | 1.4455 | 2.4564 | 1.5028 | 2.1041 | 3.289 | 3.1718 | 2.9141 | 2.1258 | 2.2093 | 3.5232 | 1.8252 | 2.8183 | 1.4007 | 1.7921 | 1.4299 | 2.4634 | 1.9465 | 1.4944 | 2.5278 | 3.674 | 3.1841 | 4.4152 | 1.8474 | 1.7381 | 2.4773 | 2.0823 | 2.0848 | 4.5073 | 2.4698 | 2.9533 | 1.4209 | 1.2954 | 2.2325 | 1.3325 | 1.8487 | 2.948 | 2.7617 | 2.5563 | 1.8515 | 1.9438 | 3.0753 | 1.6123 | 2.4812 | 1.2592 | 1.5966 | 1.2653 | 2.1733 | 1.7208 | 1.3613 | 2.2413 | 3.2249 | 2.79 | 3.8206 | 1.6358 | 1.5399 | 2.1446 | 1.8433 | 1.8786 | 3.9037 | 2.1882 | 2.558 | 1.2506 | 1.1401 | 1.9503 | 1.1735 | 1.5928 | 2.5684 | 2.4006 | 2.2175 | 1.6251 | 1.6957 | 2.6685 | 1.4049 | 2.1533 | 1.1166 | 1.4251 | 1.1066 | 1.8916 | 1.5103 | 1.219 | 1.9488 | 2.7957 | 2.4176 | 3.2661 | 1.4394 | 1.3516 | 1.8469 | 1.632 | 1.6691 | 3.3446 | 1.9101 | 2.1993 | 1.0179 | 0.9289 | 1.5766 | 0.95851 | 1.2594 | 2.066 | 1.9259 | 1.776 | 1.3238 | 1.3648 | 2.1355 | 1.1311 | 1.728 | 0.9189 | 1.1879 | 0.89954 | 1.5227 | 1.2253 | 1.02 | 1.566 | 2.2402 | 1.9373 | 2.569 | 1.1758 | 1.0991 | 1.4698 | 1.3443 | 1.3811 | 2.6339 | 1.5424 | 1.7517
677 | 0.79832 | 2.6172 | 0.97829 | 1.2845 | 0.86852 | 1.6733 | 1.1545 | 1.3119 | 1.2187 | 3.7705 | 1.5153 | 2.0519 | 1.5942 | 5.5361 | 2.0612 | 2.7006 | 1.5876 | 1.4489 | 2.4621 | 1.5061 | 2.1091 | 3.2958 | 3.1793 | 2.9203 | 2.1306 | 2.2138 | 3.5319 | 1.8292 | 2.8251 | 1.4039 | 1.7961 | 1.433 | 2.4691 | 1.9506 | 1.4978 | 2.5331 | 3.6821 | 3.1909 | 4.4245 | 1.8515 | 1.7419 | 2.4828 | 2.0867 | 2.0893 | 4.5177 | 2.4748 | 2.9602 | 1.4241 | 1.2984 | 2.2376 | 1.3354 | 1.8531 | 2.9541 | 2.7683 | 2.5618 | 1.8557 | 1.9478 | 3.0829 | 1.6158 | 2.4872 | 1.2621 | 1.6002 | 1.2681 | 2.1783 | 1.7244 | 1.3644 | 2.246 | 3.2321 | 2.796 | 3.8288 | 1.6395 | 1.5433 | 2.1494 | 1.8472 | 1.8827 | 3.9129 | 2.1927 | 2.5641 | 1.2535 | 1.1428 | 1.9548 | 1.1761 | 1.5967 | 2.5738 | 2.4064 | 2.2223 | 1.6288 | 1.6992 | 2.6752 | 1.408 | 2.1585 | 1.1192 | 1.4283 | 1.1091 | 1.896 | 1.5135 | 1.2218 | 1.9529 | 2.8019 | 2.4228 | 3.2732 | 1.4427 | 1.3546 | 1.851 | 1.6355 | 1.6728 | 3.3526 | 1.914 | 2.2045 | 1.0202 | 0.93112 | 1.5803 | 0.96067 | 1.2625 | 2.0704 | 1.9306 | 1.7799 | 1.3269 | 1.3676 | 2.1409 | 1.1337 | 1.7322 | 0.92102 | 1.1906 | 0.90156 | 1.5263 | 1.2279 | 1.0223 | 1.5694 | 2.2453 | 1.9415 | 2.5747 | 1.1785 | 1.1015 | 1.4731 | 1.3472 | 1.3842 | 2.6403 | 1.5457 | 1.7558
678 | 0.80048 | 2.6216 | 0.98106 | 1.2881 | 0.87172 | 1.6768 | 1.1586 | 1.3166 | 1.2218 | 3.777 | 1.5192 | 2.0573 | 1.5988 | 5.5454 | 2.0671 | 2.7084 | 1.5912 | 1.4523 | 2.4677 | 1.5095 | 2.1141 | 3.3025 | 3.1868 | 2.9265 | 2.1354 | 2.2184 | 3.5405 | 1.8332 | 2.8319 | 1.4071 | 1.8 | 1.4361 | 2.4748 | 1.9547 | 1.5011 | 2.5384 | 3.6902 | 3.1977 | 4.4339 | 1.8556 | 1.7457 | 2.4882 | 2.091 | 2.0938 | 4.5282 | 2.4799 | 2.9671 | 1.4273 | 1.3015 | 2.2428 | 1.3384 | 1.8575 | 2.9602 | 2.7749 | 2.5672 | 1.8599 | 1.9518 | 3.0906 | 1.6193 | 2.4931 | 1.265 | 1.6038 | 1.2709 | 2.1834 | 1.7281 | 1.3674 | 2.2507 | 3.2393 | 2.802 | 3.837 | 1.6431 | 1.5467 | 2.1541 | 1.8511 | 1.8868 | 3.9221 | 2.1972 | 2.5701 | 1.2563 | 1.1455 | 1.9594 | 1.1787 | 1.6005 | 2.5792 | 2.4122 | 2.2271 | 1.6325 | 1.7027 | 2.6819 | 1.4111 | 2.1637 | 1.1218 | 1.4315 | 1.1115 | 1.9004 | 1.5167 | 1.2245 | 1.9571 | 2.8082 | 2.4281 | 3.2804 | 1.4459 | 1.3576 | 1.8551 | 1.6389 | 1.6765 | 3.3606 | 1.918 | 2.2097 | 1.0226 | 0.93335 | 1.584 | 0.96283 | 1.2656 | 2.0748 | 1.9354 | 1.7837 | 1.33 | 1.3705 | 2.1463 | 1.1362 | 1.7364 | 0.92315 | 1.1933 | 0.90358 | 1.5299 | 1.2306 | 1.0246 | 1.5727 | 2.2503 | 1.9458 | 2.5805 | 1.1812 | 1.104 | 1.4764 | 1.35 | 1.3873 | 2.6468 | 1.5489 | 1.76
679 | 0.80264 | 2.626 | 0.98383 | 1.2918 | 0.87492 | 1.6802 | 1.1627 | 1.3213 | 1.2249 | 3.7835 | 1.5231 | 2.0626 | 1.6034 | 5.5547 | 2.073 | 2.7162 | 1.5947 | 1.4557 | 2.4734 | 1.5128 | 2.1191 | 3.3093 | 3.1944 | 2.9327 | 2.1402 | 2.2229 | 3.5492 | 1.8371 | 2.8386 | 1.4103 | 1.804 | 1.4392 | 2.4805 | 1.9588 | 1.5045 | 2.5437 | 3.6984 | 3.2045 | 4.4432 | 1.8597 | 1.7495 | 2.4937 | 2.0954 | 2.0984 | 4.5386 | 2.4849 | 2.974 | 1.4306 | 1.3045 | 2.248 | 1.3414 | 1.8619 | 2.9664 | 2.7816 | 2.5727 | 1.8641 | 1.9558 | 3.0982 | 1.6228 | 2.4991 | 1.2678 | 1.6073 | 1.2737 | 2.1884 | 1.7317 | 1.3705 | 2.2554 | 3.2465 | 2.8081 | 3.8452 | 1.6468 | 1.55 | 2.1589 | 1.855 | 1.8909 | 3.9313 | 2.2017 | 2.5762 | 1.2592 | 1.1482 | 1.964 | 1.1813 | 1.6044 | 2.5845 | 2.418 | 2.2318 | 1.6362 | 1.7062 | 2.6886 | 1.4142 | 2.1689 | 1.1243 | 1.4347 | 1.114 | 1.9049 | 1.5199 | 1.2273 | 1.9612 | 2.8144 | 2.4333 | 3.2875 | 1.4492 | 1.3605 | 1.8593 | 1.6424 | 1.6801 | 3.3686 | 1.922 | 2.2149 | 1.0249 | 0.93557 | 1.5878 | 0.96499 | 1.2687 | 2.0791 | 1.9401 | 1.7876 | 1.3331 | 1.3733 | 2.1517 | 1.1387 | 1.7405 | 0.92527 | 1.196 | 0.9056 | 1.5335 | 1.2332 | 1.027 | 1.5761 | 2.2554 | 1.95 | 2.5862 | 1.1839 | 1.1064 | 1.4797 | 1.3529 | 1.3904 | 2.6533 | 1.5522 | 1.7642
680 | 0.8048 | 2.6304 | 0.9866 | 1.2954 | 0.87812 | 1.6836 | 1.1669 | 1.326 | 1.228 | 3.79 | 1.527 | 2.068 | 1.608 | 5.564 | 2.079 | 2.724 | 1.5983 | 1.4591 | 2.479 | 1.5162 | 2.1241 | 3.3161 | 3.2019 | 2.9389 | 2.145 | 2.2274 | 3.5578 | 1.8411 | 2.8454 | 1.4135 | 1.808 | 1.4424 | 2.4862 | 1.9629 | 1.5078 | 2.549 | 3.7065 | 3.2113 | 4.4526 | 1.8638 | 1.7533 | 2.4992 | 2.0998 | 2.1029 | 4.549 | 2.4899 | 2.9809 | 1.4338 | 1.3075 | 2.2532 | 1.3444 | 1.8664 | 2.9725 | 2.7882 | 2.5782 | 1.8684 | 1.9598 | 3.1058 | 1.6264 | 2.505 | 1.2707 | 1.6109 | 1.2764 | 2.1935 | 1.7354 | 1.3736 | 2.2601 | 3.2536 | 2.8141 | 3.8534 | 1.6505 | 1.5534 | 2.1637 | 1.8589 | 1.895 | 3.9405 | 2.2062 | 2.5822 | 1.262 | 1.1509 | 1.9685 | 1.184 | 1.6082 | 2.5899 | 2.4238 | 2.2366 | 1.64 | 1.7097 | 2.6952 | 1.4173 | 2.174 | 1.1269 | 1.4379 | 1.1165 | 1.9093 | 1.5232 | 1.2301 | 1.9654 | 2.8207 | 2.4386 | 3.2946 | 1.4525 | 1.3635 | 1.8634 | 1.6458 | 1.6838 | 3.3766 | 1.926 | 2.2201 | 1.0272 | 0.9378 | 1.5915 | 0.96716 | 1.2718 | 2.0835 | 1.9448 | 1.7914 | 1.3362 | 1.3762 | 2.1572 | 1.1412 | 1.7447 | 0.9274 | 1.1987 | 0.90762 | 1.5371 | 1.2359 | 1.0293 | 1.5794 | 2.2605 | 1.9543 | 2.5919 | 1.1866 | 1.1088 | 1.483 | 1.3558 | 1.3935 | 2.6597 | 1.5554 | 1.7684
681 | 0.80696 | 2.6348 | 0.98937 | 1.299 | 0.88133 | 1.687 | 1.171 | 1.3307 | 1.2311 | 3.7965 | 1.5309 | 2.0734 | 1.6126 | 5.5733 | 2.085 | 2.7318 | 1.6019 | 1.4625 | 2.4847 | 1.5195 | 2.1291 | 3.3229 | 3.2095 | 2.9451 | 2.1498 | 2.2319 | 3.5665 | 1.8451 | 2.8522 | 1.4166 | 1.8119 | 1.4455 | 2.4919 | 1.967 | 1.5112 | 2.5542 | 3.7146 | 3.2182 | 4.4619 | 1.868 | 1.7571 | 2.5046 | 2.1042 | 2.1074 | 4.5594 | 2.495 | 2.9879 | 1.437 | 1.3106 | 2.2584 | 1.3474 | 1.8708 | 2.9786 | 2.7948 | 2.5837 | 1.8726 | 1.9638 | 3.1134 | 1.6299 | 2.511 | 1.2736 | 1.6144 | 1.2792 | 2.1985 | 1.739 | 1.3766 | 2.2648 | 3.2608 | 2.8201 | 3.8617 | 1.6542 | 1.5568 | 2.1684 | 1.8628 | 1.8991 | 3.9497 | 2.2108 | 2.5883 | 1.2649 | 1.1536 | 1.9731 | 1.1866 | 1.6121 | 2.5953 | 2.4297 | 2.2414 | 1.6437 | 1.7133 | 2.7019 | 1.4204 | 2.1792 | 1.1294 | 1.4411 | 1.1189 | 1.9137 | 1.5264 | 1.2328 | 1.9695 | 2.8269 | 2.4438 | 3.3017 | 1.4557 | 1.3665 | 1.8675 | 1.6493 | 1.6875 | 3.3847 | 1.93 | 2.2254 | 1.0296 | 0.94002 | 1.5953 | 0.96932 | 1.275 | 2.0879 | 1.9496 | 1.7953 | 1.3392 | 1.379 | 2.1626 | 1.1437 | 1.7489 | 0.92952 | 1.2014 | 0.90964 | 1.5407 | 1.2385 | 1.0316 | 1.5828 | 2.2655 | 1.9585 | 2.5976 | 1.1892 | 1.1113 | 1.4864 | 1.3587 | 1.3966 | 2.6662 | 1.5587 | 1.7726
682 | 0.80912 | 2.6392 | 0.99214 | 1.3027 | 0.88453 | 1.6904 | 1.1752 | 1.3354 | 1.2342 | 3.803 | 1.5348 | 2.0787 | 1.6172 | 5.5826 | 2.0909 | 2.7396 | 1.6055 | 1.4658 | 2.4903 | 1.5229 | 2.1342 | 3.3296 | 3.217 | 2.9513 | 2.1546 | 2.2365 | 3.5752 | 1.8491 | 2.859 | 1.4198 | 1.8159 | 1.4486 | 2.4976 | 1.9711 | 1.5145 | 2.5595 | 3.7227 | 3.225 | 4.4712 | 1.8721 | 1.7609 | 2.5101 | 2.1085 | 2.1119 | 4.5699 | 2.5 | 2.9948 | 1.4402 | 1.3136 | 2.2635 | 1.3503 | 1.8752 | 2.9847 | 2.8014 | 2.5891 | 1.8768 | 1.9678 | 3.1211 | 1.6334 | 2.517 | 1.2765 | 1.618 | 1.282 | 2.2036 | 1.7427 | 1.3797 | 2.2696 | 3.268 | 2.8261 | 3.8699 | 1.6578 | 1.5602 | 2.1732 | 1.8667 | 1.9032 | 3.9589 | 2.2153 | 2.5943 | 1.2677 | 1.1563 | 1.9777 | 1.1892 | 1.616 | 2.6007 | 2.4355 | 2.2462 | 1.6474 | 1.7168 | 2.7086 | 1.4235 | 2.1844 | 1.132 | 1.4443 | 1.1214 | 1.9181 | 1.5296 | 1.2356 | 1.9736 | 2.8332 | 2.4491 | 3.3089 | 1.459 | 1.3695 | 1.8716 | 1.6528 | 1.6912 | 3.3927 | 1.9339 | 2.2306 | 1.0319 | 0.94225 | 1.599 | 0.97148 | 1.2781 | 2.0923 | 1.9543 | 1.7992 | 1.3423 | 1.3819 | 2.168 | 1.1463 | 1.7531 | 0.93165 | 1.2041 | 0.91166 | 1.5443 | 1.2412 | 1.0339 | 1.5862 | 2.2706 | 1.9628 | 2.6034 | 1.1919 | 1.1137 | 1.4897 | 1.3615 | 1.3996 | 2.6727 | 1.562 | 1.7767
683 | 0.81128 | 2.6436 | 0.99491 | 1.3063 | 0.88773 | 1.6939 | 1.1793 | 1.3401 | 1.2373 | 3.8095 | 1.5387 | 2.084 | 1.6218 | 5.5919 | 2.0968 | 2.7474 | 1.6091 | 1.4692 | 2.496 | 1.5262 | 2.1392 | 3.3364 | 3.2246 | 2.9575 | 2.1594 | 2.241 | 3.5838 | 1.853 | 2.8657 | 1.423 | 1.8198 | 1.4518 | 2.5033 | 1.9752 | 1.5179 | 2.5648 | 3.7308 | 3.2318 | 4.4806 | 1.8762 | 1.7647 | 2.5155 | 2.1129 | 2.1165 | 4.5803 | 2.5051 | 3.0017 | 1.4435 | 1.3167 | 2.2687 | 1.3533 | 1.8797 | 2.9909 | 2.8081 | 2.5946 | 1.881 | 1.9718 | 3.1287 | 1.637 | 2.5229 | 1.2793 | 1.6215 | 1.2848 | 2.2086 | 1.7463 | 1.3827 | 2.2743 | 3.2751 | 2.8322 | 3.8781 | 1.6615 | 1.5635 | 2.1779 | 1.8706 | 1.9073 | 3.9681 | 2.2198 | 2.6004 | 1.2706 | 1.159 | 1.9822 | 1.1919 | 1.6198 | 2.606 | 2.4413 | 2.2509 | 1.6512 | 1.7203 | 2.7152 | 1.4266 | 2.1896 | 1.1345 | 1.4475 | 1.1238 | 1.9226 | 1.5329 | 1.2383 | 1.9778 | 2.8394 | 2.4543 | 3.316 | 1.4622 | 1.3724 | 1.8758 | 1.6562 | 1.6948 | 3.4007 | 1.9379 | 2.2358 | 1.0343 | 0.94447 | 1.6028 | 0.97364 | 1.2812 | 2.0966 | 1.9591 | 1.803 | 1.3454 | 1.3847 | 2.1734 | 1.1488 | 1.7573 | 0.93377 | 1.2068 | 0.91368 | 1.5479 | 1.2438 | 1.0363 | 1.5895 | 2.2756 | 1.967 | 2.6091 | 1.1946 | 1.1162 | 1.493 | 1.3644 | 1.4027 | 2.6791 | 1.5652 | 1.7809
684 | 0.81344 | 2.648 | 0.99768 | 1.3099 | 0.89094 | 1.6973 | 1.1834 | 1.3448 | 1.2404 | 3.816 | 1.5426 | 2.0894 | 1.6264 | 5.6012 | 2.1028 | 2.7552 | 1.6127 | 1.4726 | 2.5016 | 1.5296 | 2.1442 | 3.3432 | 3.2321 | 2.9637 | 2.1642 | 2.2455 | 3.5925 | 1.857 | 2.8725 | 1.4262 | 1.8238 | 1.4549 | 2.509 | 1.9793 | 1.5212 | 2.5701 | 3.7389 | 3.2386 | 4.4899 | 1.8803 | 1.7685 | 2.521 | 2.1173 | 2.121 | 4.5907 | 2.5101 | 3.0086 | 1.4467 | 1.3197 | 2.2739 | 1.3563 | 1.8841 | 2.997 | 2.8147 | 2.6001 | 1.8852 | 1.9758 | 3.1363 | 1.6405 | 2.5289 | 1.2822 | 1.6251 | 1.2876 | 2.2137 | 1.75 | 1.3858 | 2.279 | 3.2823 | 2.8382 | 3.8863 | 1.6652 | 1.5669 | 2.1827 | 1.8745 | 1.9114 | 3.9773 | 2.2243 | 2.6064 | 1.2734 | 1.1617 | 1.9868 | 1.1945 | 1.6237 | 2.6114 | 2.4471 | 2.2557 | 1.6549 | 1.7238 | 2.7219 | 1.4297 | 2.1948 | 1.1371 | 1.4507 | 1.1263 | 1.927 | 1.5361 | 1.2411 | 1.9819 | 2.8457 | 2.4596 | 3.3231 | 1.4655 | 1.3754 | 1.8799 | 1.6597 | 1.6985 | 3.4087 | 1.9419 | 2.241 | 1.0366 | 0.9467 | 1.6065 | 0.9758 | 1.2843 | 2.101 | 1.9638 | 1.8069 | 1.3485 | 1.3876 | 2.1788 | 1.1513 | 1.7615 | 0.9359 | 1.2095 | 0.9157 | 1.5515 | 1.2465 | 1.0386 | 1.5929 | 2.2807 | 1.9713 | 2.6148 | 1.1973 | 1.1186 | 1.4963 | 1.3673 | 1.4058 | 2.6856 | 1.5685 | 1.7851
685 | 0.8156 | 2.6524 | 1.0005 | 1.3135 | 0.89414 | 1.7007 | 1.1876 | 1.3495 | 1.2435 | 3.8225 | 1.5465 | 2.0947 | 1.631 | 5.6105 | 2.1088 | 2.763 | 1.6163 | 1.476 | 2.5072 | 1.533 | 2.1492 | 3.35 | 3.2396 | 2.9699 | 2.169 | 2.25 | 3.6012 | 1.861 | 2.8793 | 1.4294 | 1.8278 | 1.458 | 2.5147 | 1.9834 | 1.5245 | 2.5754 | 3.747 | 3.2454 | 4.4992 | 1.8844 | 1.7723 | 2.5265 | 2.1217 | 2.1255 | 4.6011 | 2.5151 | 3.0155 | 1.4499 | 1.3227 | 2.2791 | 1.3593 | 1.8885 | 3.0031 | 2.8213 | 2.6056 | 1.8894 | 1.9798 | 3.1439 | 1.644 | 2.5349 | 1.2851 | 1.6287 | 1.2904 | 2.2188 | 1.7537 | 1.3889 | 2.2837 | 3.2895 | 2.8442 | 3.8945 | 1.6689 | 1.5703 | 2.1875 | 1.8784 | 1.9155 | 3.9865 | 2.2288 | 2.6124 | 1.2763 | 1.1644 | 1.9914 | 1.1971 | 1.6276 | 2.6168 | 2.4529 | 2.2605 | 1.6586 | 1.7273 | 2.7286 | 1.4328 | 2.2 | 1.1397 | 1.4539 | 1.1288 | 1.9314 | 1.5393 | 1.2439 | 1.986 | 2.852 | 2.4649 | 3.3302 | 1.4688 | 1.3784 | 1.884 | 1.6632 | 1.7022 | 3.4167 | 1.9459 | 2.2462 | 1.0389 | 0.94892 | 1.6102 | 0.97796 | 1.2874 | 2.1054 | 1.9685 | 1.8108 | 1.3516 | 1.3905 | 2.1842 | 1.1538 | 1.7657 | 0.93802 | 1.2122 | 0.91772 | 1.5551 | 1.2492 | 1.0409 | 1.5963 | 2.2858 | 1.9756 | 2.6205 | 1.2 | 1.121 | 1.4996 | 1.3702 | 1.4089 | 2.6921 | 1.5718 | 1.7893
686 | 0.81776 | 2.6568 | 1.0032 | 1.3172 | 0.89734 | 1.7041 | 1.1917 | 1.3542 | 1.2466 | 3.829 | 1.5504 | 2.1001 | 1.6356 | 5.6198 | 2.1147 | 2.7708 | 1.6199 | 1.4794 | 2.5129 | 1.5363 | 2.1542 | 3.3568 | 3.2472 | 2.9761 | 2.1738 | 2.2546 | 3.6098 | 1.8649 | 2.8861 | 1.4326 | 1.8317 | 1.4612 | 2.5204 | 1.9875 | 1.5279 | 2.5807 | 3.7551 | 3.2522 | 4.5086 | 1.8885 | 1.7761 | 2.5319 | 2.126 | 2.1301 | 4.6116 | 2.5202 | 3.0224 | 1.4531 | 1.3258 | 2.2843 | 1.3623 | 1.893 | 3.0093 | 2.8279 | 2.611 | 1.8936 | 1.9838 | 3.1516 | 1.6476 | 2.5408 | 1.2879 | 1.6322 | 1.2932 | 2.2238 | 1.7573 | 1.3919 | 2.2884 | 3.2966 | 2.8503 | 3.9027 | 1.6726 | 1.5737 | 2.1922 | 1.8823 | 1.9196 | 3.9957 | 2.2333 | 2.6185 | 1.2791 | 1.1671 | 1.9959 | 1.1998 | 1.6314 | 2.6221 | 2.4587 | 2.2653 | 1.6624 | 1.7308 | 2.7352 | 1.4359 | 2.2052 | 1.1422 | 1.4571 | 1.1312 | 1.9359 | 1.5426 | 1.2466 | 1.9902 | 2.8582 | 2.4701 | 3.3374 | 1.472 | 1.3813 | 1.8881 | 1.6666 | 1.7059 | 3.4247 | 1.9499 | 2.2514 | 1.0413 | 0.95115 | 1.614 | 0.98012 | 1.2905 | 2.1097 | 1.9733 | 1.8146 | 1.3547 | 1.3933 | 2.1896 | 1.1563 | 1.7699 | 0.94015 | 1.2149 | 0.91974 | 1.5587 | 1.2518 | 1.0433 | 1.5996 | 2.2908 | 1.9798 | 2.6262 | 1.2027 | 1.1235 | 1.5029 | 1.373 | 1.412 | 2.6985 | 1.575 | 1.7935
687 | 0.81992 | 2.6612 | 1.006 | 1.3208 | 0.90055 | 1.7075 | 1.1958 | 1.3589 | 1.2497 | 3.8355 | 1.5543 | 2.1054 | 1.6402 | 5.6291 | 2.1206 | 2.7786 | 1.6235 | 1.4828 | 2.5185 | 1.5397 | 2.1592 | 3.3635 | 3.2547 | 2.9823 | 2.1786 | 2.2591 | 3.6185 | 1.8689 | 2.8928 | 1.4357 | 1.8357 | 1.4643 | 2.5261 | 1.9916 | 1.5312 | 2.586 | 3.7632 | 3.2591 | 4.5179 | 1.8926 | 1.7799 | 2.5374 | 2.1304 | 2.1346 | 4.622 | 2.5252 | 3.0294 | 1.4564 | 1.3288 | 2.2894 | 1.3652 | 1.8974 | 3.0154 | 2.8346 | 2.6165 | 1.8978 | 1.9878 | 3.1592 | 1.6511 | 2.5468 | 1.2908 | 1.6358 | 1.296 | 2.2289 | 1.761 | 1.395 | 2.2931 | 3.3038 | 2.8563 | 3.9109 | 1.6762 | 1.577 | 2.197 | 1.8862 | 1.9237 | 4.0049 | 2.2378 | 2.6245 | 1.282 | 1.1698 | 2.0005 | 1.2024 | 1.6353 | 2.6275 | 2.4645 | 2.27 | 1.6661 | 1.7344 | 2.7419 | 1.439 | 2.2104 | 1.1448 | 1.4603 | 1.1337 | 1.9403 | 1.5458 | 1.2494 | 1.9943 | 2.8645 | 2.4754 | 3.3445 | 1.4753 | 1.3843 | 1.8923 | 1.6701 | 1.7095 | 3.4327 | 1.9538 | 2.2567 | 1.0436 | 0.95337 | 1.6177 | 0.98228 | 1.2936 | 2.1141 | 1.978 | 1.8185 | 1.3578 | 1.3962 | 2.195 | 1.1589 | 1.7741 | 0.94227 | 1.2176 | 0.92176 | 1.5623 | 1.2545 | 1.0456 | 1.603 | 2.2959 | 1.9841 | 2.632 | 1.2054 | 1.1259 | 1.5062 | 1.3759 | 1.4151 | 2.705 | 1.5783 | 1.7976
688 | 0.82208 | 2.6655 | 1.0088 | 1.3244 | 0.90375 | 1.711 | 1.2 | 1.3636 | 1.2528 | 3.842 | 1.5582 | 2.1108 | 1.6448 | 5.6384 | 2.1266 | 2.7864 | 1.6271 | 1.4861 | 2.5242 | 1.543 | 2.1643 | 3.3703 | 3.2623 | 2.9885 | 2.1834 | 2.2636 | 3.6272 | 1.8729 | 2.8996 | 1.4389 | 1.8396 | 1.4674 | 2.5318 | 1.9957 | 1.5346 | 2.5912 | 3.7713 | 3.2659 | 4.5272 | 1.8968 | 1.7837 | 2.5428 | 2.1348 | 2.1391 | 4.6324 | 2.5303 | 3.0363 | 1.4596 | 1.3319 | 2.2946 | 1.3682 | 1.9018 | 3.0215 | 2.8412 | 2.622 | 1.902 | 1.9918 | 3.1668 | 1.6546 | 2.5528 | 1.2937 | 1.6393 | 1.2988 | 2.2339 | 1.7646 | 1.398 | 2.2979 | 3.311 | 2.8623 | 3.9192 | 1.6799 | 1.5804 | 2.2017 | 1.8901 | 1.9278 | 4.0141 | 2.2424 | 2.6306 | 1.2848 | 1.1725 | 2.0051 | 1.205 | 1.6392 | 2.6329 | 2.4704 | 2.2748 | 1.6698 | 1.7379 | 2.7486 | 1.4421 | 2.2156 | 1.1473 | 1.4635 | 1.1361 | 1.9447 | 1.549 | 1.2521 | 1.9984 | 2.8707 | 2.4806 | 3.3516 | 1.4785 | 1.3873 | 1.8964 | 1.6736 | 1.7132 | 3.4408 | 1.9578 | 2.2619 | 1.046 | 0.9556 | 1.6215 | 0.98444 | 1.2968 | 2.1185 | 1.9828 | 1.8224 | 1.3608 | 1.399 | 2.2004 | 1.1614 | 1.7783 | 0.9444 | 1.2203 | 0.92378 | 1.5659 | 1.2571 | 1.0479 | 1.6064 | 2.3009 | 1.9883 | 2.6377 | 1.208 | 1.1284 | 1.5096 | 1.3788 | 1.4181 | 2.7115 | 1.5816 | 1.8018
689 | 0.82424 | 2.6699 | 1.0115 | 1.3281 | 0.90695 | 1.7144 | 1.2041 | 1.3683 | 1.2559 | 3.8485 | 1.5621 | 2.1161 | 1.6494 | 5.6477 | 2.1326 | 2.7942 | 1.6307 | 1.4895 | 2.5298 | 1.5464 | 2.1693 | 3.3771 | 3.2698 | 2.9947 | 2.1882 | 2.2681 | 3.6358 | 1.8769 | 2.9064 | 1.4421 | 1.8436 | 1.4706 | 2.5375 | 1.9998 | 1.5379 | 2.5965 | 3.7794 | 3.2727 | 4.5366 | 1.9009 | 1.7875 | 2.5483 | 2.1392 | 2.1436 | 4.6428 | 2.5353 | 3.0432 | 1.4628 | 1.3349 | 2.2998 | 1.3712 | 1.9063 | 3.0276 | 2.8478 | 2.6275 | 1.9063 | 1.9958 | 3.1744 | 1.6582 | 2.5587 | 1.2966 | 1.6429 | 1.3015 | 2.239 | 1.7683 | 1.4011 | 2.3026 | 3.3181 | 2.8683 | 3.9274 | 1.6836 | 1.5838 | 2.2065 | 1.894 | 1.9319 | 4.0233 | 2.2469 | 2.6366 | 1.2877 | 1.1752 | 2.0096 | 1.2077 | 1.643 | 2.6383 | 2.4762 | 2.2796 | 1.6736 | 1.7414 | 2.7552 | 1.4452 | 2.2207 | 1.1499 | 1.4667 | 1.1386 | 1.9491 | 1.5523 | 1.2549 | 2.0026 | 2.877 | 2.4859 | 3.3587 | 1.4818 | 1.3903 | 1.9005 | 1.677 | 1.7169 | 3.4488 | 1.9618 | 2.2671 | 1.0483 | 0.95782 | 1.6252 | 0.98661 | 1.2999 | 2.1229 | 1.9875 | 1.8262 | 1.3639 | 1.4019 | 2.2059 | 1.1639 | 1.7825 | 0.94652 | 1.223 | 0.9258 | 1.5695 | 1.2598 | 1.0502 | 1.6097 | 2.306 | 1.9926 | 2.6434 | 1.2107 | 1.1308 | 1.5129 | 1.3817 | 1.4212 | 2.7179 | 1.5848 | 1.806
690 | 0.8264 | 2.6743 | 1.0143 | 1.3317 | 0.91016 | 1.7178 | 1.2082 | 1.373 | 1.259 | 3.855 | 1.566 | 2.1215 | 1.654 | 5.657 | 2.1385 | 2.802 | 1.6343 | 1.4929 | 2.5355 | 1.5497 | 2.1743 | 3.3839 | 3.2773 | 3.0009 | 2.193 | 2.2727 | 3.6445 | 1.8808 | 2.9132 | 1.4453 | 1.8476 | 1.4737 | 2.5432 | 2.0039 | 1.5413 | 2.6018 | 3.7875 | 3.2795 | 4.5459 | 1.905 | 1.7913 | 2.5538 | 2.1435 | 2.1482 | 4.6533 | 2.5404 | 3.0501 | 1.466 | 1.338 | 2.305 | 1.3742 | 1.9107 | 3.0338 | 2.8544 | 2.6329 | 1.9105 | 1.9998 | 3.1821 | 1.6617 | 2.5647 | 1.2994 | 1.6465 | 1.3043 | 2.244 | 1.7719 | 1.4042 | 2.3073 | 3.3253 | 2.8744 | 3.9356 | 1.6873 | 1.5872 | 2.2112 | 1.8979 | 1.936 | 4.0325 | 2.2514 | 2.6427 | 1.2905 | 1.1779 | 2.0142 | 1.2103 | 1.6469 | 2.6436 | 2.482 | 2.2844 | 1.6773 | 1.7449 | 2.7619 | 1.4483 | 2.2259 | 1.1525 | 1.4699 | 1.141 | 1.9536 | 1.5555 | 1.2576 | 2.0067 | 2.8832 | 2.4911 | 3.3659 | 1.485 | 1.3932 | 1.9046 | 1.6805 | 1.7206 | 3.4568 | 1.9658 | 2.2723 | 1.0506 | 0.96005 | 1.6289 | 0.98877 | 1.303 | 2.1272 | 1.9922 | 1.8301 | 1.367 | 1.4047 | 2.2113 | 1.1664 | 1.7867 | 0.94865 | 1.2257 | 0.92782 | 1.5731 | 1.2624 | 1.0526 | 1.6131 | 2.311 | 1.9968 | 2.6491 | 1.2134 | 1.1332 | 1.5162 | 1.3845 | 1.4243 | 2.7244 | 1.5881 | 1.8102
691 | 0.82856 | 2.6787 | 1.0171 | 1.3353 | 0.91336 | 1.7212 | 1.2124 | 1.3777 | 1.2621 | 3.8615 | 1.5699 | 2.1268 | 1.6586 | 5.6663 | 2.1444 | 2.8098 | 1.6378 | 1.4963 | 2.5411 | 1.5531 | 2.1793 | 3.3906 | 3.2849 | 3.0071 | 2.1978 | 2.2772 | 3.6531 | 1.8848 | 2.9199 | 1.4485 | 1.8515 | 1.4768 | 2.5489 | 2.008 | 1.5446 | 2.6071 | 3.7957 | 3.2863 | 4.5553 | 1.9091 | 1.7951 | 2.5592 | 2.1479 | 2.1527 | 4.6637 | 2.5454 | 3.057 | 1.4693 | 1.341 | 2.3102 | 1.3772 | 1.9151 | 3.0399 | 2.8611 | 2.6384 | 1.9147 | 2.0038 | 3.1897 | 1.6652 | 2.5706 | 1.3023 | 1.65 | 1.3071 | 2.2491 | 1.7756 | 1.4072 | 2.312 | 3.3325 | 2.8804 | 3.9438 | 1.6909 | 1.5905 | 2.216 | 1.9018 | 1.9401 | 4.0417 | 2.2559 | 2.6487 | 1.2934 | 1.1806 | 2.0188 | 1.2129 | 1.6507 | 2.649 | 2.4878 | 2.2891 | 1.681 | 1.7484 | 2.7686 | 1.4514 | 2.2311 | 1.155 | 1.4731 | 1.1435 | 1.958 | 1.5587 | 1.2604 | 2.0109 | 2.8895 | 2.4964 | 3.373 | 1.4883 | 1.3962 | 1.9088 | 1.6839 | 1.7242 | 3.4648 | 1.9698 | 2.2775 | 1.053 | 0.96227 | 1.6327 | 0.99093 | 1.3061 | 2.1316 | 1.997 | 1.8339 | 1.3701 | 1.4076 | 2.2167 | 1.1689 | 1.7908 | 0.95077 | 1.2284 | 0.92984 | 1.5767 | 1.2651 | 1.0549 | 1.6164 | 2.3161 | 2.0011 | 2.6549 | 1.2161 | 1.1357 | 1.5195 | 1.3874 | 1.4274 | 2.7309 | 1.5913 | 1.8144
692 | 0.83072 | 2.6831 | 1.0198 | 1.339 | 0.91656 | 1.7246 | 1.2165 | 1.3824 | 1.2652 | 3.868 | 1.5738 | 2.1322 | 1.6632 | 5.6756 | 2.1504 | 2.8176 | 1.6414 | 1.4997 | 2.5468 | 1.5564 | 2.1843 | 3.3974 | 3.2924 | 3.0133 | 2.2026 | 2.2817 | 3.6618 | 1.8888 | 2.9267 | 1.4517 | 1.8555 | 1.4799 | 2.5546 | 2.0121 | 1.548 | 2.6124 | 3.8038 | 3.2931 | 4.5646 | 1.9132 | 1.7989 | 2.5647 | 2.1523 | 2.1572 | 4.6741 | 2.5504 | 3.0639 | 1.4725 | 1.344 | 2.3153 | 1.3801 | 1.9195 | 3.046 | 2.8677 | 2.6439 | 1.9189 | 2.0078 | 3.1973 | 1.6687 | 2.5766 | 1.3052 | 1.6536 | 1.3099 | 2.2541 | 1.7792 | 1.4103 | 2.3167 | 3.3397 | 2.8864 | 3.952 | 1.6946 | 1.5939 | 2.2208 | 1.9057 | 1.9442 | 4.0509 | 2.2604 | 2.6548 | 1.2962 | 1.1833 | 2.0233 | 1.2155 | 1.6546 | 2.6544 | 2.4936 | 2.2939 | 1.6847 | 1.7519 | 2.7753 | 1.4545 | 2.2363 | 1.1576 | 1.4763 | 1.146 | 1.9624 | 1.5619 | 1.2632 | 2.015 | 2.8957 | 2.5016 | 3.3801 | 1.4916 | 1.3992 | 1.9129 | 1.6874 | 1.7279 | 3.4728 | 1.9737 | 2.2827 | 1.0553 | 0.9645 | 1.6364 | 0.99309 | 1.3092 | 2.136 | 2.0017 | 1.8378 | 1.3732 | 1.4104 | 2.2221 | 1.1715 | 1.795 | 0.9529 | 1.2311 | 0.93186 | 1.5803 | 1.2677 | 1.0572 | 1.6198 | 2.3212 | 2.0053 | 2.6606 | 1.2188 | 1.1381 | 1.5228 | 1.3903 | 1.4305 | 2.7373 | 1.5946 | 1.8185
693 | 0.83288 | 2.6875 | 1.0226 | 1.3426 | 0.91977 | 1.7281 | 1.2206 | 1.3871 | 1.2683 | 3.8745 | 1.5777 | 2.1375 | 1.6678 | 5.6849 | 2.1563 | 2.8254 | 1.645 | 1.5031 | 2.5524 | 1.5598 | 2.1893 | 3.4042 | 3.3 | 3.0195 | 2.2074 | 2.2862 | 3.6705 | 1.8928 | 2.9335 | 1.4548 | 1.8594 | 1.4831 | 2.5603 | 2.0162 | 1.5513 | 2.6177 | 3.8119 | 3.3 | 4.5739 | 1.9173 | 1.8027 | 2.5702 | 2.1567 | 2.1618 | 4.6845 | 2.5555 | 3.0709 | 1.4757 | 1.3471 | 2.3205 | 1.3831 | 1.924 | 3.0521 | 2.8743 | 2.6494 | 1.9231 | 2.0119 | 3.2049 | 1.6723 | 2.5826 | 1.3081 | 1.6571 | 1.3127 | 2.2592 | 1.7829 | 1.4134 | 2.3214 | 3.3468 | 2.8924 | 3.9602 | 1.6983 | 1.5973 | 2.2255 | 1.9096 | 1.9484 | 4.0601 | 2.2649 | 2.6608 | 1.2991 | 1.186 | 2.0279 | 1.2182 | 1.6585 | 2.6598 | 2.4994 | 2.2987 | 1.6885 | 1.7555 | 2.7819 | 1.4576 | 2.2415 | 1.1601 | 1.4795 | 1.1484 | 1.9669 | 1.5652 | 1.2659 | 2.0191 | 2.902 | 2.5069 | 3.3872 | 1.4948 | 1.4021 | 1.917 | 1.6909 | 1.7316 | 3.4808 | 1.9777 | 2.288 | 1.0577 | 0.96672 | 1.6402 | 0.99525 | 1.3123 | 2.1404 | 2.0064 | 1.8417 | 1.3763 | 1.4133 | 2.2275 | 1.174 | 1.7992 | 0.95502 | 1.2338 | 0.93387 | 1.5839 | 1.2704 | 1.0596 | 1.6232 | 2.3262 | 2.0096 | 2.6663 | 1.2215 | 1.1405 | 1.5261 | 1.3932 | 1.4336 | 2.7438 | 1.5979 | 1.8227
694 | 0.83504 | 2.6919 | 1.0254 | 1.3462 | 0.92297 | 1.7315 | 1.2248 | 1.3918 | 1.2714 | 3.881 | 1.5816 | 2.1429 | 1.6724 | 5.6942 | 2.1623 | 2.8332 | 1.6486 | 1.5064 | 2.558 | 1.5632 | 2.1944 | 3.411 | 3.3075 | 3.0257 | 2.2121 | 2.2908 | 3.6791 | 1.8967 | 2.9403 | 1.458 | 1.8634 | 1.4862 | 2.5661 | 2.0203 | 1.5546 | 2.623 | 3.82 | 3.3068 | 4.5833 | 1.9214 | 1.8065 | 2.5756 | 2.161 | 2.1663 | 4.695 | 2.5605 | 3.0778 | 1.4789 | 1.3501 | 2.3257 | 1.3861 | 1.9284 | 3.0583 | 2.8809 | 2.6548 | 1.9273 | 2.0159 | 3.2126 | 1.6758 | 2.5885 | 1.3109 | 1.6607 | 1.3155 | 2.2642 | 1.7866 | 1.4164 | 2.3262 | 3.354 | 2.8985 | 3.9684 | 1.702 | 1.6007 | 2.2303 | 1.9135 | 1.9525 | 4.0693 | 2.2694 | 2.6668 | 1.3019 | 1.1887 | 2.0325 | 1.2208 | 1.6623 | 2.6651 | 2.5052 | 2.3035 | 1.6922 | 1.759 | 2.7886 | 1.4607 | 2.2467 | 1.1627 | 1.4827 | 1.1509 | 1.9713 | 1.5684 | 1.2687 | 2.0233 | 2.9082 | 2.5122 | 3.3944 | 1.4981 | 1.4051 | 1.9211 | 1.6943 | 1.7353 | 3.4888 | 1.9817 | 2.2932 | 1.06 | 0.96895 | 1.6439 | 0.99741 | 1.3154 | 2.1447 | 2.0112 | 1.8455 | 1.3794 | 1.4162 | 2.2329 | 1.1765 | 1.8034 | 0.95715 | 1.2365 | 0.93589 | 1.5875 | 1.273 | 1.0619 | 1.6265 | 2.3313 | 2.0138 | 2.672 | 1.2242 | 1.143 | 1.5294 | 1.396 | 1.4366 | 2.7503 | 1.6011 | 1.8269
695 | 0.8372 | 2.6963 | 1.0282 | 1.3498 | 0.92617 | 1.7349 | 1.2289 | 1.3965 | 1.2745 | 3.8875 | 1.5855 | 2.1482 | 1.677 | 5.7035 | 2.1683 | 2.841 | 1.6522 | 1.5098 | 2.5637 | 1.5665 | 2.1994 | 3.4178 | 3.3151 | 3.0319 | 2.2169 | 2.2953 | 3.6878 | 1.9007 | 2.947 | 1.4612 | 1.8674 | 1.4893 | 2.5718 | 2.0244 | 1.558 | 2.6282 | 3.8281 | 3.3136 | 4.5926 | 1.9256 | 1.8103 | 2.5811 | 2.1654 | 2.1708 | 4.7054 | 2.5656 | 3.0847 | 1.4822 | 1.3532 | 2.3309 | 1.3891 | 1.9328 | 3.0644 | 2.8876 | 2.6603 | 1.9315 | 2.0199 | 3.2202 | 1.6793 | 2.5945 | 1.3138 | 1.6642 | 1.3183 | 2.2693 | 1.7902 | 1.4195 | 2.3309 | 3.3612 | 2.9045 | 3.9767 | 1.7057 | 1.604 | 2.235 | 1.9174 | 1.9566 | 4.0785 | 2.274 | 2.6729 | 1.3048 | 1.1914 | 2.037 | 1.2234 | 1.6662 | 2.6705 | 2.5111 | 2.3082 | 1.6959 | 1.7625 | 2.7953 | 1.4638 | 2.2519 | 1.1652 | 1.4859 | 1.1533 | 1.9757 | 1.5716 | 1.2714 | 2.0274 | 2.9145 | 2.5174 | 3.4015 | 1.5013 | 1.4081 | 1.9253 | 1.6978 | 1.7389 | 3.4969 | 1.9857 | 2.2984 | 1.0623 | 0.97117 | 1.6477 | 0.99957 | 1.3186 | 2.1491 | 2.0159 | 1.8494 | 1.3824 | 1.419 | 2.2383 | 1.179 | 1.8076 | 0.95927 | 1.2392 | 0.93791 | 1.5911 | 1.2757 | 1.0642 | 1.6299 | 2.3363 | 2.0181 | 2.6777 | 1.2268 | 1.1454 | 1.5328 | 1.3989 | 1.4397 | 2.7567 | 1.6044 | 1.8311
696 | 0.83936 | 2.7007 | 1.0309 | 1.3535 | 0.92937 | 1.7383 | 1.2331 | 1.4012 | 1.2776 | 3.894 | 1.5894 | 2.1536 | 1.6816 | 5.7128 | 2.1742 | 2.8488 | 1.6558 | 1.5132 | 2.5693 | 1.5699 | 2.2044 | 3.4245 | 3.3226 | 3.0381 | 2.2217 | 2.2998 | 3.6965 | 1.9047 | 2.9538 | 1.4644 | 1.8713 | 1.4925 | 2.5775 | 2.0285 | 1.5613 | 2.6335 | 3.8362 | 3.3204 | 4.6019 | 1.9297 | 1.8141 | 2.5865 | 2.1698 | 2.1753 | 4.7158 | 2.5706 | 3.0916 | 1.4854 | 1.3562 | 2.3361 | 1.3921 | 1.9373 | 3.0705 | 2.8942 | 2.6658 | 1.9357 | 2.0239 | 3.2278 | 1.6829 | 2.6005 | 1.3167 | 1.6678 | 1.3211 | 2.2743 | 1.7939 | 1.4225 | 2.3356 | 3.3683 | 2.9105 | 3.9849 | 1.7093 | 1.6074 | 2.2398 | 1.9213 | 1.9607 | 4.0877 | 2.2785 | 2.6789 | 1.3076 | 1.1941 | 2.0416 | 1.2261 | 1.6701 | 2.6759 | 2.5169 | 2.313 | 1.6997 | 1.766 | 2.8019 | 1.4669 | 2.2571 | 1.1678 | 1.4891 | 1.1558 | 1.9801 | 1.5749 | 1.2742 | 2.0315 | 2.9207 | 2.5227 | 3.4086 | 1.5046 | 1.4111 | 1.9294 | 1.7013 | 1.7426 | 3.5049 | 1.9897 | 2.3036 | 1.0647 | 0.9734 | 1.6514 | 1.0017 | 1.3217 | 2.1535 | 2.0207 | 1.8533 | 1.3855 | 1.4219 | 2.2437 | 1.1815 | 1.8118 | 0.9614 | 1.2419 | 0.93993 | 1.5947 | 1.2783 | 1.0665 | 1.6333 | 2.3414 | 2.0223 | 2.6835 | 1.2295 | 1.1479 | 1.5361 | 1.4018 | 1.4428 | 2.7632 | 1.6077 | 1.8353
697 | 0.84152 | 2.7051 | 1.0337 | 1.3571 | 0.93258 | 1.7417 | 1.2372 | 1.4059 | 1.2807 | 3.9005 | 1.5933 | 2.1589 | 1.6862 | 5.7221 | 2.1801 | 2.8566 | 1.6594 | 1.5166 | 2.575 | 1.5732 | 2.2094 | 3.4313 | 3.3301 | 3.0443 | 2.2265 | 2.3043 | 3.7051 | 1.9086 | 2.9606 | 1.4676 | 1.8753 | 1.4956 | 2.5832 | 2.0326 | 1.5647 | 2.6388 | 3.8443 | 3.3272 | 4.6113 | 1.9338 | 1.8179 | 2.592 | 2.1742 | 2.1799 | 4.7262 | 2.5756 | 3.0985 | 1.4886 | 1.3592 | 2.3412 | 1.395 | 1.9417 | 3.0767 | 2.9008 | 2.6713 | 1.9399 | 2.0279 | 3.2354 | 1.6864 | 2.6064 | 1.3195 | 1.6714 | 1.3239 | 2.2794 | 1.7975 | 1.4256 | 2.3403 | 3.3755 | 2.9166 | 3.9931 | 1.713 | 1.6108 | 2.2446 | 1.9252 | 1.9648 | 4.0969 | 2.283 | 2.685 | 1.3105 | 1.1968 | 2.0462 | 1.2287 | 1.6739 | 2.6812 | 2.5227 | 2.3178 | 1.7034 | 1.7695 | 2.8086 | 1.47 | 2.2623 | 1.1704 | 1.4923 | 1.1583 | 1.9846 | 1.5781 | 1.277 | 2.0357 | 2.927 | 2.5279 | 3.4157 | 1.5079 | 1.414 | 1.9335 | 1.7047 | 1.7463 | 3.5129 | 1.9936 | 2.3088 | 1.067 | 0.97562 | 1.6551 | 1.0039 | 1.3248 | 2.1578 | 2.0254 | 1.8571 | 1.3886 | 1.4247 | 2.2491 | 1.1841 | 1.816 | 0.96352 | 1.2446 | 0.94195 | 1.5983 | 1.281 | 1.0689 | 1.6366 | 2.3465 | 2.0266 | 2.6892 | 1.2322 | 1.1503 | 1.5394 | 1.4047 | 1.4459 | 2.7697 | 1.6109 | 1.8394
698 | 0.84368 | 2.7095 | 1.0365 | 1.3607 | 0.93578 | 1.7452 | 1.2413 | 1.4106 | 1.2838 | 3.907 | 1.5972 | 2.1643 | 1.6908 | 5.7314 | 2.1861 | 2.8644 | 1.663 | 1.52 | 2.5806 | 1.5766 | 2.2144 | 3.4381 | 3.3377 | 3.0505 | 2.2313 | 2.3089 | 3.7138 | 1.9126 | 2.9674 | 1.4708 | 1.8793 | 1.4987 | 2.5889 | 2.0367 | 1.568 | 2.6441 | 3.8524 | 3.334 | 4.6206 | 1.9379 | 1.8217 | 2.5975 | 2.1785 | 2.1844 | 4.7367 | 2.5807 | 3.1054 | 1.4918 | 1.3623 | 2.3464 | 1.398 | 1.9461 | 3.0828 | 2.9074 | 2.6767 | 1.9442 | 2.0319 | 3.2431 | 1.6899 | 2.6124 | 1.3224 | 1.6749 | 1.3266 | 2.2844 | 1.8012 | 1.4287 | 2.345 | 3.3827 | 2.9226 | 4.0013 | 1.7167 | 1.6142 | 2.2493 | 1.9291 | 1.9689 | 4.1061 | 2.2875 | 2.691 | 1.3133 | 1.1995 | 2.0507 | 1.2313 | 1.6778 | 2.6866 | 2.5285 | 2.3226 | 1.7071 | 1.773 | 2.8153 | 1.4731 | 2.2674 | 1.1729 | 1.4955 | 1.1607 | 1.989 | 1.5813 | 1.2797 | 2.0398 | 2.9332 | 2.5332 | 3.4229 | 1.5111 | 1.417 | 1.9376 | 1.7082 | 1.75 | 3.5209 | 1.9976 | 2.314 | 1.0693 | 0.97785 | 1.6589 | 1.0061 | 1.3279 | 2.1622 | 2.0301 | 1.861 | 1.3917 | 1.4276 | 2.2546 | 1.1866 | 1.8202 | 0.96565 | 1.2473 | 0.94397 | 1.6019 | 1.2836 | 1.0712 | 1.64 | 2.3515 | 2.0308 | 2.6949 | 1.2349 | 1.1527 | 1.5427 | 1.4075 | 1.449 | 2.7761 | 1.6142 | 1.8436
699 | 0.84584 | 2.7139 | 1.0392 | 1.3644 | 0.93898 | 1.7486 | 1.2455 | 1.4153 | 1.2869 | 3.9135 | 1.6011 | 2.1696 | 1.6954 | 5.7407 | 2.1921 | 2.8722 | 1.6666 | 1.5234 | 2.5863 | 1.5799 | 2.2194 | 3.4449 | 3.3452 | 3.0567 | 2.2361 | 2.3134 | 3.7225 | 1.9166 | 2.9741 | 1.4739 | 1.8832 | 1.5019 | 2.5946 | 2.0408 | 1.5714 | 2.6494 | 3.8605 | 3.3409 | 4.6299 | 1.942 | 1.8255 | 2.6029 | 2.1829 | 2.1889 | 4.7471 | 2.5857 | 3.1124 | 1.4951 | 1.3653 | 2.3516 | 1.401 | 1.9506 | 3.0889 | 2.9141 | 2.6822 | 1.9484 | 2.0359 | 3.2507 | 1.6935 | 2.6184 | 1.3253 | 1.6785 | 1.3294 | 2.2895 | 1.8048 | 1.4317 | 2.3497 | 3.3898 | 2.9286 | 4.0095 | 1.7204 | 1.6175 | 2.2541 | 1.933 | 1.973 | 4.1153 | 2.292 | 2.6971 | 1.3162 | 1.2022 | 2.0553 | 1.234 | 1.6817 | 2.692 | 2.5343 | 2.3273 | 1.7109 | 1.7766 | 2.8219 | 1.4762 | 2.2726 | 1.1755 | 1.4987 | 1.1632 | 1.9934 | 1.5846 | 1.2825 | 2.0439 | 2.9395 | 2.5384 | 3.43 | 1.5144 | 1.42 | 1.9418 | 1.7117 | 1.7536 | 3.5289 | 2.0016 | 2.3193 | 1.0717 | 0.98007 | 1.6626 | 1.0082 | 1.331 | 2.1666 | 2.0349 | 1.8649 | 1.3948 | 1.4304 | 2.26 | 1.1891 | 1.8244 | 0.96777 | 1.25 | 0.94599 | 1.6055 | 1.2863 | 1.0735 | 1.6434 | 2.3566 | 2.0351 | 2.7006 | 1.2376 | 1.1552 | 1.546 | 1.4104 | 1.4521 | 2.7826 | 1.6175 | 1.8478
700 | 0.848 | 2.7183 | 1.042 | 1.368 | 0.94219 | 1.752 | 1.2496 | 1.42 | 1.29 | 3.92 | 1.605 | 2.175 | 1.7 | 5.75 | 2.198 | 2.88 | 1.6702 | 1.5267 | 2.5919 | 1.5833 | 2.2245 | 3.4516 | 3.3528 | 3.0629 | 2.2409 | 2.3179 | 3.7311 | 1.9206 | 2.9809 | 1.4771 | 1.8872 | 1.505 | 2.6003 | 2.0449 | 1.5747 | 2.6547 | 3.8686 | 3.3477 | 4.6393 | 1.9461 | 1.8293 | 2.6084 | 2.1873 | 2.1934 | 4.7575 | 2.5908 | 3.1193 | 1.4983 | 1.3684 | 2.3568 | 1.404 | 1.955 | 3.095 | 2.9207 | 2.6877 | 1.9526 | 2.0399 | 3.2583 | 1.697 | 2.6243 | 1.3282 | 1.682 | 1.3322 | 2.2945 | 1.8085 | 1.4348 | 2.3545 | 3.397 | 2.9346 | 4.0177 | 1.724 | 1.6209 | 2.2588 | 1.9369 | 1.9771 | 4.1245 | 2.2965 | 2.7031 | 1.319 | 1.2049 | 2.0599 | 1.2366 | 1.6855 | 2.6974 | 2.5401 | 2.3321 | 1.7146 | 1.7801 | 2.8286 | 1.4793 | 2.2778 | 1.178 | 1.5019 | 1.1656 | 1.9978 | 1.5878 | 1.2852 | 2.0481 | 2.9457 | 2.5437 | 3.4371 | 1.5176 | 1.423 | 1.9459 | 1.7151 | 1.7573 | 3.5369 | 2.0056 | 2.3245 | 1.074 | 0.9823 | 1.6664 | 1.0104 | 1.3341 | 2.171 | 2.0396 | 1.8687 | 1.3979 | 1.4333 | 2.2654 | 1.1916 | 1.8286 | 0.9699 | 1.2527 | 0.94801 | 1.6091 | 1.2889 | 1.0758 | 1.6467 | 2.3616 | 2.0393 | 2.7064 | 1.2403 | 1.1576 | 1.5493 | 1.4133 | 1.4551 | 2.7891 | 1.6207 | 1.852
701 | 0.85057 | 2.723 | 1.0452 | 1.3722 | 0.94539 | 1.7564 | 1.2542 | 1.4252 | 1.2938 | 3.9268 | 1.6096 | 2.1809 | 1.7054 | 5.7596 | 2.2051 | 2.8894 | 1.6738 | 1.5301 | 2.5976 | 1.5866 | 2.2295 | 3.4584 | 3.3603 | 3.0691 | 2.2457 | 2.3224 | 3.7398 | 1.9245 | 2.9877 | 1.4803 | 1.8911 | 1.5081 | 2.606 | 2.049 | 1.5781 | 2.66 | 3.8767 | 3.3545 | 4.6486 | 1.9502 | 1.8331 | 2.6138 | 2.1917 | 2.198 | 4.7679 | 2.5958 | 3.1262 | 1.5015 | 1.3714 | 2.362 | 1.407 | 1.9594 | 3.1012 | 2.9273 | 2.6932 | 1.9568 | 2.0439 | 3.2659 | 1.7005 | 2.6303 | 1.331 | 1.6856 | 1.335 | 2.2996 | 1.8121 | 1.4378 | 2.3592 | 3.4042 | 2.9407 | 4.0259 | 1.7277 | 1.6243 | 2.2636 | 1.9408 | 1.9812 | 4.1337 | 2.301 | 2.7092 | 1.3219 | 1.2076 | 2.0644 | 1.2392 | 1.6894 | 2.7027 | 2.5459 | 2.3369 | 1.7183 | 1.7836 | 2.8353 | 1.4824 | 2.283 | 1.1806 | 1.5051 | 1.1681 | 2.0023 | 1.591 | 1.288 | 2.0522 | 2.952 | 2.5489 | 3.4442 | 1.5209 | 1.4259 | 1.95 | 1.7186 | 1.761 | 3.5449 | 2.0096 | 2.3297 | 1.0764 | 0.98452 | 1.6701 | 1.0125 | 1.3372 | 2.1753 | 2.0444 | 1.8726 | 1.401 | 1.4361 | 2.2708 | 1.1941 | 1.8328 | 0.97202 | 1.2554 | 0.95003 | 1.6127 | 1.2916 | 1.0782 | 1.6501 | 2.3667 | 2.0436 | 2.7121 | 1.243 | 1.1601 | 1.5526 | 1.4162 | 1.4582 | 2.7955 | 1.624 | 1.8562
702 | 0.85314 | 2.7277 | 1.0484 | 1.3764 | 0.94859 | 1.7608 | 1.2588 | 1.4304 | 1.2976 | 3.9336 | 1.6141 | 2.1869 | 1.7108 | 5.7692 | 2.2122 | 2.8988 | 1.6774 | 1.5335 | 2.6032 | 1.59 | 2.2345 | 3.4652 | 3.3678 | 3.0753 | 2.2505 | 2.327 | 3.7485 | 1.9285 | 2.9945 | 1.4835 | 1.8951 | 1.5112 | 2.6117 | 2.0531 | 1.5814 | 2.6652 | 3.8848 | 3.3613 | 4.658 | 1.9543 | 1.8369 | 2.6193 | 2.196 | 2.2025 | 4.7784 | 2.6009 | 3.1331 | 1.5047 | 1.3745 | 2.3672 | 1.4099 | 1.9638 | 3.1073 | 2.9339 | 2.6986 | 1.961 | 2.0479 | 3.2736 | 1.7041 | 2.6362 | 1.3339 | 1.6892 | 1.3378 | 2.3046 | 1.8158 | 1.4409 | 2.3639 | 3.4113 | 2.9467 | 4.0342 | 1.7314 | 1.6277 | 2.2683 | 1.9447 | 1.9853 | 4.1429 | 2.3055 | 2.7152 | 1.3247 | 1.2102 | 2.069 | 1.2419 | 1.6933 | 2.7081 | 2.5517 | 2.3417 | 1.7221 | 1.7871 | 2.8419 | 1.4855 | 2.2882 | 1.1832 | 1.5083 | 1.1705 | 2.0067 | 1.5943 | 1.2907 | 2.0564 | 2.9582 | 2.5542 | 3.4514 | 1.5241 | 1.4289 | 1.9541 | 1.7221 | 1.7647 | 3.553 | 2.0136 | 2.3349 | 1.0787 | 0.98675 | 1.6738 | 1.0147 | 1.3403 | 2.1797 | 2.0491 | 1.8765 | 1.4041 | 1.439 | 2.2762 | 1.1966 | 1.837 | 0.97415 | 1.2581 | 0.95205 | 1.6163 | 1.2943 | 1.0805 | 1.6535 | 2.3717 | 2.0479 | 2.7178 | 1.2456 | 1.1625 | 1.556 | 1.419 | 1.4613 | 2.802 | 1.6272 | 1.8604
703 | 0.85571 | 2.7324 | 1.0515 | 1.3805 | 0.9518 | 1.7651 | 1.2633 | 1.4356 | 1.3014 | 3.9404 | 1.6187 | 2.1928 | 1.7162 | 5.7788 | 2.2192 | 2.9082 | 1.6809 | 1.5369 | 2.6088 | 1.5934 | 2.2395 | 3.472 | 3.3754 | 3.0814 | 2.2553 | 2.3315 | 3.7571 | 1.9325 | 3.0012 | 1.4867 | 1.8991 | 1.5144 | 2.6174 | 2.0571 | 1.5847 | 2.6705 | 3.893 | 3.3681 | 4.6673 | 1.9585 | 1.8406 | 2.6248 | 2.2004 | 2.207 | 4.7888 | 2.6059 | 3.14 | 1.508 | 1.3775 | 2.3723 | 1.4129 | 1.9683 | 3.1134 | 2.9406 | 2.7041 | 1.9652 | 2.0519 | 3.2812 | 1.7076 | 2.6422 | 1.3368 | 1.6927 | 1.3406 | 2.3097 | 1.8195 | 1.444 | 2.3686 | 3.4185 | 2.9527 | 4.0424 | 1.7351 | 1.631 | 2.2731 | 1.9485 | 1.9894 | 4.152 | 2.3101 | 2.7212 | 1.3276 | 1.2129 | 2.0736 | 1.2445 | 1.6971 | 2.7135 | 2.5576 | 2.3464 | 1.7258 | 1.7906 | 2.8486 | 1.4885 | 2.2934 | 1.1857 | 1.5116 | 1.173 | 2.0111 | 1.5975 | 1.2935 | 2.0605 | 2.9645 | 2.5595 | 3.4585 | 1.5274 | 1.4319 | 1.9583 | 1.7255 | 1.7683 | 3.561 | 2.0175 | 2.3401 | 1.081 | 0.98897 | 1.6776 | 1.0169 | 1.3435 | 2.1841 | 2.0538 | 1.8803 | 1.4071 | 1.4419 | 2.2816 | 1.1992 | 1.8411 | 0.97627 | 1.2609 | 0.95407 | 1.62 | 1.2969 | 1.0828 | 1.6568 | 2.3768 | 2.0521 | 2.7235 | 1.2483 | 1.1649 | 1.5593 | 1.4219 | 1.4644 | 2.8085 | 1.6305 | 1.8645
704 | 0.85828 | 2.7371 | 1.0547 | 1.3847 | 0.955 | 1.7695 | 1.2679 | 1.4408 | 1.3052 | 3.9472 | 1.6232 | 2.1988 | 1.7216 | 5.7884 | 2.2263 | 2.9176 | 1.6845 | 1.5403 | 2.6145 | 1.5967 | 2.2445 | 3.4788 | 3.3829 | 3.0876 | 2.2601 | 2.336 | 3.7658 | 1.9364 | 3.008 | 1.4899 | 1.903 | 1.5175 | 2.6231 | 2.0612 | 1.5881 | 2.6758 | 3.9011 | 3.3749 | 4.6766 | 1.9626 | 1.8444 | 2.6302 | 2.2048 | 2.2116 | 4.7992 | 2.6109 | 3.1469 | 1.5112 | 1.3805 | 2.3775 | 1.4159 | 1.9727 | 3.1196 | 2.9472 | 2.7096 | 1.9694 | 2.0559 | 3.2888 | 1.7111 | 2.6482 | 1.3396 | 1.6963 | 1.3434 | 2.3148 | 1.8231 | 1.447 | 2.3733 | 3.4257 | 2.9588 | 4.0506 | 1.7388 | 1.6344 | 2.2779 | 1.9524 | 1.9935 | 4.1612 | 2.3146 | 2.7273 | 1.3304 | 1.2156 | 2.0781 | 1.2471 | 1.701 | 2.7188 | 2.5634 | 2.3512 | 1.7295 | 1.7941 | 2.8553 | 1.4916 | 2.2986 | 1.1883 | 1.5148 | 1.1755 | 2.0156 | 1.6007 | 1.2963 | 2.0646 | 2.9708 | 2.5647 | 3.4656 | 1.5307 | 1.4348 | 1.9624 | 1.729 | 1.772 | 3.569 | 2.0215 | 2.3453 | 1.0834 | 0.9912 | 1.6813 | 1.019 | 1.3466 | 2.1884 | 2.0586 | 1.8842 | 1.4102 | 1.4447 | 2.287 | 1.2017 | 1.8453 | 0.9784 | 1.2636 | 0.95609 | 1.6236 | 1.2996 | 1.0852 | 1.6602 | 2.3819 | 2.0564 | 2.7292 | 1.251 | 1.1674 | 1.5626 | 1.4248 | 1.4675 | 2.8149 | 1.6338 | 1.8687
705 | 0.86085 | 2.7418 | 1.0579 | 1.3889 | 0.9582 | 1.7739 | 1.2725 | 1.446 | 1.309 | 3.954 | 1.6278 | 2.2047 | 1.727 | 5.798 | 2.2334 | 2.927 | 1.6881 | 1.5437 | 2.6201 | 1.6001 | 2.2495 | 3.4855 | 3.3905 | 3.0938 | 2.2649 | 2.3405 | 3.7744 | 1.9404 | 3.0148 | 1.493 | 1.907 | 1.5206 | 2.6288 | 2.0653 | 1.5914 | 2.6811 | 3.9092 | 3.3818 | 4.686 | 1.9667 | 1.8482 | 2.6357 | 2.2092 | 2.2161 | 4.8096 | 2.616 | 3.1539 | 1.5144 | 1.3836 | 2.3827 | 1.4189 | 1.9771 | 3.1257 | 2.9538 | 2.7151 | 1.9736 | 2.0599 | 3.2964 | 1.7146 | 2.6541 | 1.3425 | 1.6998 | 1.3462 | 2.3198 | 1.8268 | 1.4501 | 2.378 | 3.4329 | 2.9648 | 4.0588 | 1.7424 | 1.6378 | 2.2826 | 1.9563 | 1.9976 | 4.1704 | 2.3191 | 2.7333 | 1.3333 | 1.2183 | 2.0827 | 1.2497 | 1.7048 | 2.7242 | 2.5692 | 2.356 | 1.7332 | 1.7977 | 2.862 | 1.4947 | 2.3038 | 1.1908 | 1.518 | 1.1779 | 2.02 | 1.6039 | 1.299 | 2.0688 | 2.977 | 2.57 | 3.4727 | 1.5339 | 1.4378 | 1.9665 | 1.7324 | 1.7757 | 3.577 | 2.0255 | 2.3506 | 1.0857 | 0.99342 | 1.6851 | 1.0212 | 1.3497 | 2.1928 | 2.0633 | 1.888 | 1.4133 | 1.4476 | 2.2924 | 1.2042 | 1.8495 | 0.98052 | 1.2663 | 0.95811 | 1.6272 | 1.3022 | 1.0875 | 1.6635 | 2.3869 | 2.0606 | 2.735 | 1.2537 | 1.1698 | 1.5659 | 1.4277 | 1.4706 | 2.8214 | 1.637 | 1.8729
706 | 0.86342 | 2.7465 | 1.0611 | 1.3931 | 0.96141 | 1.7783 | 1.2771 | 1.4512 | 1.3128 | 3.9608 | 1.6324 | 2.2107 | 1.7324 | 5.8076 | 2.2405 | 2.9364 | 1.6917 | 1.547 | 2.6258 | 1.6034 | 2.2546 | 3.4923 | 3.398 | 3.1 | 2.2697 | 2.3451 | 3.7831 | 1.9444 | 3.0216 | 1.4962 | 1.9109 | 1.5238 | 2.6345 | 2.0694 | 1.5948 | 2.6864 | 3.9173 | 3.3886 | 4.6953 | 1.9708 | 1.852 | 2.6411 | 2.2135 | 2.2206 | 4.8201 | 2.621 | 3.1608 | 1.5176 | 1.3866 | 2.3879 | 1.4219 | 1.9816 | 3.1318 | 2.9604 | 2.7205 | 1.9778 | 2.0639 | 3.3041 | 1.7182 | 2.6601 | 1.3454 | 1.7034 | 1.349 | 2.3249 | 1.8304 | 1.4531 | 2.3828 | 3.44 | 2.9708 | 4.067 | 1.7461 | 1.6412 | 2.2874 | 1.9602 | 2.0017 | 4.1796 | 2.3236 | 2.7394 | 1.3361 | 1.221 | 2.0873 | 1.2524 | 1.7087 | 2.7296 | 2.575 | 2.3608 | 1.737 | 1.8012 | 2.8686 | 1.4978 | 2.309 | 1.1934 | 1.5212 | 1.1804 | 2.0244 | 1.6072 | 1.3018 | 2.0729 | 2.9833 | 2.5752 | 3.4799 | 1.5372 | 1.4408 | 1.9706 | 1.7359 | 1.7794 | 3.585 | 2.0295 | 2.3558 | 1.0881 | 0.99565 | 1.6888 | 1.0233 | 1.3528 | 2.1972 | 2.0681 | 1.8919 | 1.4164 | 1.4504 | 2.2978 | 1.2067 | 1.8537 | 0.98265 | 1.269 | 0.96013 | 1.6308 | 1.3049 | 1.0898 | 1.6669 | 2.392 | 2.0649 | 2.7407 | 1.2564 | 1.1723 | 1.5692 | 1.4305 | 1.4736 | 2.8279 | 1.6403 | 1.8771
707 | 0.86599 | 2.7511 | 1.0643 | 1.3973 | 0.96461 | 1.7827 | 1.2816 | 1.4564 | 1.3166 | 3.9676 | 1.6369 | 2.2167 | 1.7378 | 5.8172 | 2.2476 | 2.9458 | 1.6953 | 1.5504 | 2.6314 | 1.6068 | 2.2596 | 3.4991 | 3.4056 | 3.1062 | 2.2745 | 2.3496 | 3.7918 | 1.9484 | 3.0283 | 1.4994 | 1.9149 | 1.5269 | 2.6402 | 2.0735 | 1.5981 | 2.6917 | 3.9254 | 3.3954 | 4.7046 | 1.9749 | 1.8558 | 2.6466 | 2.2179 | 2.2251 | 4.8305 | 2.6261 | 3.1677 | 1.5209 | 1.3897 | 2.3931 | 1.4249 | 1.986 | 3.1379 | 2.9671 | 2.726 | 1.9821 | 2.0679 | 3.3117 | 1.7217 | 2.6661 | 1.3483 | 1.7069 | 1.3517 | 2.3299 | 1.8341 | 1.4562 | 2.3875 | 3.4472 | 2.9768 | 4.0752 | 1.7498 | 1.6445 | 2.2921 | 1.9641 | 2.0058 | 4.1888 | 2.3281 | 2.7454 | 1.339 | 1.2237 | 2.0918 | 1.255 | 1.7126 | 2.735 | 2.5808 | 2.3655 | 1.7407 | 1.8047 | 2.8753 | 1.5009 | 2.3141 | 1.1959 | 1.5244 | 1.1828 | 2.0288 | 1.6104 | 1.3045 | 2.077 | 2.9895 | 2.5805 | 3.487 | 1.5404 | 1.4438 | 1.9748 | 1.7394 | 1.783 | 3.593 | 2.0335 | 2.361 | 1.0904 | 0.99787 | 1.6926 | 1.0255 | 1.3559 | 2.2016 | 2.0728 | 1.8958 | 1.4195 | 1.4533 | 2.3033 | 1.2092 | 1.8579 | 0.98477 | 1.2717 | 0.96215 | 1.6344 | 1.3075 | 1.0921 | 1.6703 | 2.397 | 2.0691 | 2.7464 | 1.2591 | 1.1747 | 1.5725 | 1.4334 | 1.4767 | 2.8343 | 1.6436 | 1.8813
708 | 0.86856 | 2.7558 | 1.0674 | 1.4014 | 0.96781 | 1.787 | 1.2862 | 1.4616 | 1.3204 | 3.9744 | 1.6415 | 2.2226 | 1.7432 | 5.8268 | 2.2546 | 2.9552 | 1.6989 | 1.5538 | 2.6371 | 1.6101 | 2.2646 | 3.5059 | 3.4131 | 3.1124 | 2.2793 | 2.3541 | 3.8004 | 1.9523 | 3.0351 | 1.5026 | 1.9189 | 1.53 | 2.6459 | 2.0776 | 1.6015 | 2.697 | 3.9335 | 3.4022 | 4.714 | 1.979 | 1.8596 | 2.6521 | 2.2223 | 2.2297 | 4.8409 | 2.6311 | 3.1746 | 1.5241 | 1.3927 | 2.3982 | 1.4278 | 1.9904 | 3.1441 | 2.9737 | 2.7315 | 1.9863 | 2.0719 | 3.3193 | 1.7252 | 2.672 | 1.3511 | 1.7105 | 1.3545 | 2.335 | 1.8377 | 1.4593 | 2.3922 | 3.4544 | 2.9829 | 4.0834 | 1.7535 | 1.6479 | 2.2969 | 1.968 | 2.0099 | 4.198 | 2.3326 | 2.7515 | 1.3418 | 1.2264 | 2.0964 | 1.2576 | 1.7164 | 2.7403 | 2.5866 | 2.3703 | 1.7444 | 1.8082 | 2.882 | 1.504 | 2.3193 | 1.1985 | 1.5276 | 1.1853 | 2.0333 | 1.6136 | 1.3073 | 2.0812 | 2.9958 | 2.5857 | 3.4941 | 1.5437 | 1.4467 | 1.9789 | 1.7428 | 1.7867 | 3.601 | 2.0374 | 2.3662 | 1.0927 | 1.0001 | 1.6963 | 1.0277 | 1.359 | 2.2059 | 2.0775 | 1.8996 | 1.4226 | 1.4561 | 2.3087 | 1.2118 | 1.8621 | 0.9869 | 1.2744 | 0.96417 | 1.638 | 1.3102 | 1.0945 | 1.6736 | 2.4021 | 2.0734 | 2.7521 | 1.2618 | 1.1771 | 1.5758 | 1.4363 | 1.4798 | 2.8408 | 1.6468 | 1.8854
709 | 0.87113 | 2.7605 | 1.0706 | 1.4056 | 0.97102 | 1.7914 | 1.2908 | 1.4668 | 1.3242 | 3.9812 | 1.646 | 2.2285 | 1.7486 | 5.8364 | 2.2617 | 2.9646 | 1.7025 | 1.5572 | 2.6427 | 1.6135 | 2.2696 | 3.5126 | 3.4206 | 3.1186 | 2.2841 | 2.3586 | 3.8091 | 1.9563 | 3.0419 | 1.5058 | 1.9228 | 1.5332 | 2.6516 | 2.0817 | 1.6048 | 2.7023 | 3.9416 | 3.409 | 4.7233 | 1.9831 | 1.8634 | 2.6575 | 2.2267 | 2.2342 | 4.8513 | 2.6361 | 3.1815 | 1.5273 | 1.3957 | 2.4034 | 1.4308 | 1.9949 | 3.1502 | 2.9803 | 2.737 | 1.9905 | 2.0759 | 3.3269 | 1.7288 | 2.678 | 1.354 | 1.7141 | 1.3573 | 2.34 | 1.8414 | 1.4623 | 2.3969 | 3.4615 | 2.9889 | 4.0916 | 1.7571 | 1.6513 | 2.3017 | 1.9719 | 2.014 | 4.2072 | 2.3371 | 2.7575 | 1.3447 | 1.2291 | 2.101 | 1.2603 | 1.7203 | 2.7457 | 2.5924 | 2.3751 | 1.7482 | 1.8117 | 2.8886 | 1.5071 | 2.3245 | 1.2011 | 1.5308 | 1.1878 | 2.0377 | 1.6169 | 1.3101 | 2.0853 | 3.002 | 2.591 | 3.5012 | 1.547 | 1.4497 | 1.983 | 1.7463 | 1.7904 | 3.609 | 2.0414 | 2.3714 | 1.0951 | 1.0023 | 1.7 | 1.0298 | 1.3621 | 2.2103 | 2.0823 | 1.9035 | 1.4257 | 1.459 | 2.3141 | 1.2143 | 1.8663 | 0.98902 | 1.2771 | 0.96619 | 1.6416 | 1.3128 | 1.0968 | 1.677 | 2.4072 | 2.0776 | 2.7579 | 1.2645 | 1.1796 | 1.5791 | 1.4392 | 1.4829 | 2.8473 | 1.6501 | 1.8896
710 | 0.8737 | 2.7652 | 1.0738 | 1.4098 | 0.97422 | 1.7958 | 1.2954 | 1.472 | 1.328 | 3.988 | 1.6506 | 2.2345 | 1.754 | 5.846 | 2.2688 | 2.974 | 1.7061 | 1.5606 | 2.6484 | 1.6168 | 2.2746 | 3.5194 | 3.4282 | 3.1248 | 2.2889 | 2.3632 | 3.8178 | 1.9603 | 3.0487 | 1.509 | 1.9268 | 1.5363 | 2.6573 | 2.0858 | 1.6082 | 2.7075 | 3.9497 | 3.4158 | 4.7326 | 1.9873 | 1.8672 | 2.663 | 2.231 | 2.2387 | 4.8618 | 2.6412 | 3.1884 | 1.5305 | 1.3988 | 2.4086 | 1.4338 | 1.9993 | 3.1563 | 2.9869 | 2.7424 | 1.9947 | 2.0799 | 3.3346 | 1.7323 | 2.684 | 1.3569 | 1.7176 | 1.3601 | 2.3451 | 1.845 | 1.4654 | 2.4016 | 3.4687 | 2.9949 | 4.0999 | 1.7608 | 1.6547 | 2.3064 | 1.9758 | 2.0181 | 4.2164 | 2.3417 | 2.7636 | 1.3475 | 1.2318 | 2.1055 | 1.2629 | 1.7242 | 2.7511 | 2.5983 | 2.3799 | 1.7519 | 1.8152 | 2.8953 | 1.5102 | 2.3297 | 1.2036 | 1.534 | 1.1902 | 2.0421 | 1.6201 | 1.3128 | 2.0894 | 3.0083 | 2.5962 | 3.5084 | 1.5502 | 1.4527 | 1.9871 | 1.7498 | 1.7941 | 3.6171 | 2.0454 | 2.3766 | 1.0974 | 1.0045 | 1.7038 | 1.032 | 1.3653 | 2.2147 | 2.087 | 1.9074 | 1.4287 | 1.4618 | 2.3195 | 1.2168 | 1.8705 | 0.99115 | 1.2798 | 0.96821 | 1.6452 | 1.3155 | 1.0991 | 1.6804 | 2.4122 | 2.0819 | 2.7636 | 1.2671 | 1.182 | 1.5825 | 1.442 | 1.486 | 2.8537 | 1.6534 | 1.8938
711 | 0.87627 | 2.7699 | 1.077 | 1.414 | 0.97742 | 1.8002 | 1.2999 | 1.4772 | 1.3318 | 3.9948 | 1.6552 | 2.2405 | 1.7594 | 5.8556 | 2.2759 | 2.9834 | 1.7097 | 1.564 | 2.654 | 1.6202 | 2.2796 | 3.5262 | 3.4357 | 3.131 | 2.2937 | 2.3677 | 3.8264 | 1.9643 | 3.0554 | 1.5121 | 1.9307 | 1.5394 | 2.663 | 2.0899 | 1.6115 | 2.7128 | 3.9578 | 3.4227 | 4.742 | 1.9914 | 1.871 | 2.6685 | 2.2354 | 2.2433 | 4.8722 | 2.6462 | 3.1954 | 1.5338 | 1.4018 | 2.4138 | 1.4368 | 2.0037 | 3.1624 | 2.9936 | 2.7479 | 1.9989 | 2.084 | 3.3422 | 1.7358 | 2.6899 | 1.3598 | 1.7212 | 1.3629 | 2.3501 | 1.8487 | 1.4685 | 2.4063 | 3.4759 | 3.0009 | 4.1081 | 1.7645 | 1.658 | 2.3112 | 1.9797 | 2.0223 | 4.2256 | 2.3462 | 2.7696 | 1.3504 | 1.2345 | 2.1101 | 1.2655 | 1.728 | 2.7565 | 2.6041 | 2.3846 | 1.7556 | 1.8188 | 2.902 | 1.5133 | 2.3349 | 1.2062 | 1.5372 | 1.1927 | 2.0466 | 1.6233 | 1.3156 | 2.0936 | 3.0145 | 2.6015 | 3.5155 | 1.5535 | 1.4556 | 1.9913 | 1.7532 | 1.7977 | 3.6251 | 2.0494 | 2.3819 | 1.0998 | 1.0068 | 1.7075 | 1.0342 | 1.3684 | 2.2191 | 2.0917 | 1.9112 | 1.4318 | 1.4647 | 2.3249 | 1.2193 | 1.8747 | 0.99327 | 1.2825 | 0.97022 | 1.6488 | 1.3181 | 1.1015 | 1.6837 | 2.4173 | 2.0861 | 2.7693 | 1.2698 | 1.1844 | 1.5858 | 1.4449 | 1.4891 | 2.8602 | 1.6566 | 1.898
712 | 0.87884 | 2.7746 | 1.0802 | 1.4182 | 0.98062 | 1.8046 | 1.3045 | 1.4824 | 1.3356 | 4.0016 | 1.6597 | 2.2464 | 1.7648 | 5.8652 | 2.283 | 2.9928 | 1.7133 | 1.5673 | 2.6596 | 1.6236 | 2.2847 | 3.533 | 3.4433 | 3.1372 | 2.2984 | 2.3722 | 3.8351 | 1.9682 | 3.0622 | 1.5153 | 1.9347 | 1.5426 | 2.6688 | 2.094 | 1.6148 | 2.7181 | 3.9659 | 3.4295 | 4.7513 | 1.9955 | 1.8748 | 2.6739 | 2.2398 | 2.2478 | 4.8826 | 2.6513 | 3.2023 | 1.537 | 1.4049 | 2.419 | 1.4398 | 2.0082 | 3.1686 | 3.0002 | 2.7534 | 2.0031 | 2.088 | 3.3498 | 1.7394 | 2.6959 | 1.3626 | 1.7247 | 1.3657 | 2.3552 | 1.8524 | 1.4715 | 2.4111 | 3.483 | 3.007 | 4.1163 | 1.7682 | 1.6614 | 2.3159 | 1.9836 | 2.0264 | 4.2348 | 2.3507 | 2.7756 | 1.3532 | 1.2372 | 2.1147 | 1.2682 | 1.7319 | 2.7618 | 2.6099 | 2.3894 | 1.7594 | 1.8223 | 2.9086 | 1.5164 | 2.3401 | 1.2087 | 1.5404 | 1.1951 | 2.051 | 1.6266 | 1.3183 | 2.0977 | 3.0208 | 2.6068 | 3.5226 | 1.5567 | 1.4586 | 1.9954 | 1.7567 | 1.8014 | 3.6331 | 2.0534 | 2.3871 | 1.1021 | 1.009 | 1.7113 | 1.0363 | 1.3715 | 2.2234 | 2.0965 | 1.9151 | 1.4349 | 1.4676 | 2.3303 | 1.2218 | 1.8789 | 0.9954 | 1.2852 | 0.97224 | 1.6524 | 1.3208 | 1.1038 | 1.6871 | 2.4223 | 2.0904 | 2.775 | 1.2725 | 1.1869 | 1.5891 | 1.4478 | 1.4921 | 2.8667 | 1.6599 | 1.9022
713 | 0.88141 | 2.7793 | 1.0833 | 1.4223 | 0.98383 | 1.8089 | 1.3091 | 1.4876 | 1.3394 | 4.0084 | 1.6643 | 2.2523 | 1.7702 | 5.8748 | 2.29 | 3.0022 | 1.7169 | 1.5707 | 2.6653 | 1.6269 | 2.2897 | 3.5398 | 3.4508 | 3.1434 | 2.3032 | 2.3767 | 3.8438 | 1.9722 | 3.069 | 1.5185 | 1.9387 | 1.5457 | 2.6745 | 2.0981 | 1.6182 | 2.7234 | 3.974 | 3.4363 | 4.7606 | 1.9996 | 1.8786 | 2.6794 | 2.2442 | 2.2523 | 4.893 | 2.6563 | 3.2092 | 1.5402 | 1.4079 | 2.4241 | 1.4427 | 2.0126 | 3.1747 | 3.0068 | 2.7589 | 2.0073 | 2.092 | 3.3574 | 1.7429 | 2.7019 | 1.3655 | 1.7283 | 1.3685 | 2.3602 | 1.856 | 1.4746 | 2.4158 | 3.4902 | 3.013 | 4.1245 | 1.7719 | 1.6648 | 2.3207 | 1.9875 | 2.0305 | 4.244 | 2.3552 | 2.7817 | 1.3561 | 1.2399 | 2.1192 | 1.2708 | 1.7358 | 2.7672 | 2.6157 | 2.3942 | 1.7631 | 1.8258 | 2.9153 | 1.5195 | 2.3453 | 1.2113 | 1.5436 | 1.1976 | 2.0554 | 1.6298 | 1.3211 | 2.1018 | 3.027 | 2.612 | 3.5297 | 1.56 | 1.4616 | 1.9995 | 1.7602 | 1.8051 | 3.6411 | 2.0573 | 2.3923 | 1.1044 | 1.0112 | 1.715 | 1.0385 | 1.3746 | 2.2278 | 2.1012 | 1.919 | 1.438 | 1.4704 | 2.3357 | 1.2244 | 1.8831 | 0.99752 | 1.2879 | 0.97426 | 1.656 | 1.3234 | 1.1061 | 1.6905 | 2.4274 | 2.0946 | 2.7807 | 1.2752 | 1.1893 | 1.5924 | 1.4507 | 1.4952 | 2.8731 | 1.6632 | 1.9063
714 | 0.88398 | 2.784 | 1.0865 | 1.4265 | 0.98703 | 1.8133 | 1.3137 | 1.4928 | 1.3432 | 4.0152 | 1.6688 | 2.2583 | 1.7756 | 5.8844 | 2.2971 | 3.0116 | 1.7205 | 1.5741 | 2.6709 | 1.6303 | 2.2947 | 3.5465 | 3.4583 | 3.1496 | 2.308 | 2.3813 | 3.8524 | 1.9762 | 3.0758 | 1.5217 | 1.9426 | 1.5488 | 2.6802 | 2.1022 | 1.6215 | 2.7287 | 3.9821 | 3.4431 | 4.77 | 2.0037 | 1.8824 | 2.6848 | 2.2485 | 2.2568 | 4.9035 | 2.6614 | 3.2161 | 1.5434 | 1.411 | 2.4293 | 1.4457 | 2.017 | 3.1808 | 3.0134 | 2.7643 | 2.0115 | 2.096 | 3.3651 | 1.7464 | 2.7078 | 1.3684 | 1.7319 | 1.3713 | 2.3653 | 1.8597 | 1.4776 | 2.4205 | 3.4974 | 3.019 | 4.1327 | 1.7755 | 1.6682 | 2.3254 | 1.9914 | 2.0346 | 4.2532 | 2.3597 | 2.7877 | 1.3589 | 1.2426 | 2.1238 | 1.2734 | 1.7396 | 2.7726 | 2.6215 | 2.399 | 1.7668 | 1.8293 | 2.922 | 1.5226 | 2.3505 | 1.2139 | 1.5468 | 1.2 | 2.0598 | 1.633 | 1.3238 | 2.106 | 3.0333 | 2.6173 | 3.5369 | 1.5632 | 1.4646 | 2.0036 | 1.7636 | 1.8088 | 3.6491 | 2.0613 | 2.3975 | 1.1068 | 1.0134 | 1.7187 | 1.0406 | 1.3777 | 2.2322 | 2.106 | 1.9228 | 1.4411 | 1.4733 | 2.3411 | 1.2269 | 1.8873 | 0.99965 | 1.2906 | 0.97628 | 1.6596 | 1.3261 | 1.1084 | 1.6938 | 2.4324 | 2.0989 | 2.7865 | 1.2779 | 1.1918 | 1.5957 | 1.4535 | 1.4983 | 2.8796 | 1.6664 | 1.9105
715 | 0.88655 | 2.7887 | 1.0897 | 1.4307 | 0.99023 | 1.8177 | 1.3182 | 1.498 | 1.347 | 4.022 | 1.6734 | 2.2642 | 1.781 | 5.894 | 2.3042 | 3.021 | 1.724 | 1.5775 | 2.6766 | 1.6336 | 2.2997 | 3.5533 | 3.4659 | 3.1558 | 2.3128 | 2.3858 | 3.8611 | 1.9801 | 3.0825 | 1.5249 | 1.9466 | 1.5519 | 2.6859 | 2.1063 | 1.6249 | 2.734 | 3.9903 | 3.4499 | 4.7793 | 2.0078 | 1.8862 | 2.6903 | 2.2529 | 2.2614 | 4.9139 | 2.6664 | 3.223 | 1.5467 | 1.414 | 2.4345 | 1.4487 | 2.0214 | 3.187 | 3.0201 | 2.7698 | 2.0157 | 2.1 | 3.3727 | 1.7499 | 2.7138 | 1.3712 | 1.7354 | 1.3741 | 2.3703 | 1.8633 | 1.4807 | 2.4252 | 3.5046 | 3.0251 | 4.1409 | 1.7792 | 1.6715 | 2.3302 | 1.9953 | 2.0387 | 4.2624 | 2.3642 | 2.7938 | 1.3618 | 1.2453 | 2.1284 | 1.276 | 1.7435 | 2.7779 | 2.6273 | 2.4037 | 1.7705 | 1.8328 | 2.9287 | 1.5257 | 2.3557 | 1.2164 | 1.55 | 1.2025 | 2.0643 | 1.6362 | 1.3266 | 2.1101 | 3.0395 | 2.6225 | 3.544 | 1.5665 | 1.4675 | 2.0078 | 1.7671 | 1.8124 | 3.6571 | 2.0653 | 2.4027 | 1.1091 | 1.0157 | 1.7225 | 1.0428 | 1.3808 | 2.2365 | 2.1107 | 1.9267 | 1.4442 | 1.4761 | 2.3465 | 1.2294 | 1.8914 | 1.0018 | 1.2933 | 0.9783 | 1.6632 | 1.3287 | 1.1108 | 1.6972 | 2.4375 | 2.1031 | 2.7922 | 1.2806 | 1.1942 | 1.599 | 1.4564 | 1.5014 | 2.8861 | 1.6697 | 1.9147
716 | 0.88912 | 2.7934 | 1.0929 | 1.4349 | 0.99344 | 1.8221 | 1.3228 | 1.5032 | 1.3508 | 4.0288 | 1.678 | 2.2702 | 1.7864 | 5.9036 | 2.3113 | 3.0304 | 1.7276 | 1.5809 | 2.6822 | 1.637 | 2.3047 | 3.5601 | 3.4734 | 3.162 | 2.3176 | 2.3903 | 3.8697 | 1.9841 | 3.0893 | 1.5281 | 1.9506 | 1.5551 | 2.6916 | 2.1104 | 1.6282 | 2.7393 | 3.9984 | 3.4567 | 4.7887 | 2.0119 | 1.89 | 2.6958 | 2.2573 | 2.2659 | 4.9243 | 2.6714 | 3.2299 | 1.5499 | 1.417 | 2.4397 | 1.4517 | 2.0259 | 3.1931 | 3.0267 | 2.7753 | 2.02 | 2.104 | 3.3803 | 1.7535 | 2.7197 | 1.3741 | 1.739 | 1.3768 | 2.3754 | 1.867 | 1.4838 | 2.4299 | 3.5117 | 3.0311 | 4.1491 | 1.7829 | 1.6749 | 2.335 | 1.9992 | 2.0428 | 4.2716 | 2.3687 | 2.7998 | 1.3646 | 1.248 | 2.1329 | 1.2787 | 1.7473 | 2.7833 | 2.6331 | 2.4085 | 1.7743 | 1.8363 | 2.9353 | 1.5288 | 2.3608 | 1.219 | 1.5532 | 1.205 | 2.0687 | 1.6395 | 1.3294 | 2.1143 | 3.0458 | 2.6278 | 3.5511 | 1.5698 | 1.4705 | 2.0119 | 1.7705 | 1.8161 | 3.6651 | 2.0693 | 2.4079 | 1.1114 | 1.0179 | 1.7262 | 1.045 | 1.3839 | 2.2409 | 2.1154 | 1.9305 | 1.4473 | 1.479 | 2.352 | 1.2319 | 1.8956 | 1.0039 | 1.296 | 0.98032 | 1.6668 | 1.3314 | 1.1131 | 1.7005 | 2.4426 | 2.1074 | 2.7979 | 1.2833 | 1.1966 | 1.6023 | 1.4593 | 1.5045 | 2.8925 | 1.6729 | 1.9189
717 | 0.89169 | 2.7981 | 1.0961 | 1.4391 | 0.99664 | 1.8265 | 1.3274 | 1.5084 | 1.3546 | 4.0356 | 1.6825 | 2.2761 | 1.7918 | 5.9132 | 2.3184 | 3.0398 | 1.7312 | 1.5843 | 2.6879 | 1.6403 | 2.3097 | 3.5669 | 3.481 | 3.1682 | 2.3224 | 2.3948 | 3.8784 | 1.9881 | 3.0961 | 1.5312 | 1.9545 | 1.5582 | 2.6973 | 2.1145 | 1.6316 | 2.7445 | 4.0065 | 3.4636 | 4.798 | 2.0161 | 1.8938 | 2.7012 | 2.2617 | 2.2704 | 4.9347 | 2.6765 | 3.2369 | 1.5531 | 1.4201 | 2.4449 | 1.4547 | 2.0303 | 3.1992 | 3.0333 | 2.7808 | 2.0242 | 2.108 | 3.3879 | 1.757 | 2.7257 | 1.377 | 1.7425 | 1.3796 | 2.3804 | 1.8706 | 1.4868 | 2.4346 | 3.5189 | 3.0371 | 4.1574 | 1.7866 | 1.6783 | 2.3397 | 2.0031 | 2.0469 | 4.2808 | 2.3733 | 2.8059 | 1.3675 | 1.2507 | 2.1375 | 1.2813 | 1.7512 | 2.7887 | 2.639 | 2.4133 | 1.778 | 1.8399 | 2.942 | 1.5319 | 2.366 | 1.2215 | 1.5564 | 1.2074 | 2.0731 | 1.6427 | 1.3321 | 2.1184 | 3.052 | 2.633 | 3.5582 | 1.573 | 1.4735 | 2.016 | 1.774 | 1.8198 | 3.6732 | 2.0733 | 2.4132 | 1.1138 | 1.0201 | 1.73 | 1.0471 | 1.3871 | 2.2453 | 2.1202 | 1.9344 | 1.4503 | 1.4818 | 2.3574 | 1.2344 | 1.8998 | 1.006 | 1.2987 | 0.98234 | 1.6704 | 1.334 | 1.1154 | 1.7039 | 2.4476 | 2.1116 | 2.8036 | 1.2859 | 1.1991 | 1.6057 | 1.4622 | 1.5076 | 2.899 | 1.6762 | 1.9231
718 | 0.89426 | 2.8027 | 1.0992 | 1.4432 | 0.99984 | 1.8308 | 1.332 | 1.5136 | 1.3584 | 4.0424 | 1.6871 | 2.2821 | 1.7972 | 5.9228 | 2.3254 | 3.0492 | 1.7348 | 1.5876 | 2.6935 | 1.6437 | 2.3148 | 3.5736 | 3.4885 | 3.1744 | 2.3272 | 2.3994 | 3.8871 | 1.9921 | 3.1029 | 1.5344 | 1.9585 | 1.5613 | 2.703 | 2.1186 | 1.6349 | 2.7498 | 4.0146 | 3.4704 | 4.8073 | 2.0202 | 1.8976 | 2.7067 | 2.266 | 2.2749 | 4.9452 | 2.6815 | 3.2438 | 1.5563 | 1.4231 | 2.45 | 1.4576 | 2.0347 | 3.2053 | 3.0399 | 2.7862 | 2.0284 | 2.112 | 3.3956 | 1.7605 | 2.7317 | 1.3799 | 1.7461 | 1.3824 | 2.3855 | 1.8743 | 1.4899 | 2.4394 | 3.5261 | 3.0431 | 4.1656 | 1.7902 | 1.6817 | 2.3445 | 2.007 | 2.051 | 4.29 | 2.3778 | 2.8119 | 1.3703 | 1.2534 | 2.1421 | 1.2839 | 1.7551 | 2.7941 | 2.6448 | 2.4181 | 1.7817 | 1.8434 | 2.9487 | 1.535 | 2.3712 | 1.2241 | 1.5596 | 1.2099 | 2.0775 | 1.6459 | 1.3349 | 2.1225 | 3.0583 | 2.6383 | 3.5654 | 1.5763 | 1.4765 | 2.0201 | 1.7775 | 1.8235 | 3.6812 | 2.0772 | 2.4184 | 1.1161 | 1.0223 | 1.7337 | 1.0493 | 1.3902 | 2.2497 | 2.1249 | 1.9383 | 1.4534 | 1.4847 | 2.3628 | 1.237 | 1.904 | 1.0081 | 1.3014 | 0.98436 | 1.674 | 1.3367 | 1.1177 | 1.7073 | 2.4527 | 2.1159 | 2.8094 | 1.2886 | 1.2015 | 1.609 | 1.465 | 1.5106 | 2.9055 | 1.6795 | 1.9272
719 | 0.89683 | 2.8074 | 1.1024 | 1.4474 | 1.003 | 1.8352 | 1.3365 | 1.5188 | 1.3622 | 4.0492 | 1.6916 | 2.288 | 1.8026 | 5.9324 | 2.3325 | 3.0586 | 1.7384 | 1.591 | 2.6992 | 1.647 | 2.3198 | 3.5804 | 3.4961 | 3.1806 | 2.332 | 2.4039 | 3.8957 | 1.996 | 3.1096 | 1.5376 | 1.9624 | 1.5645 | 2.7087 | 2.1227 | 1.6383 | 2.7551 | 4.0227 | 3.4772 | 4.8167 | 2.0243 | 1.9014 | 2.7121 | 2.2704 | 2.2795 | 4.9556 | 2.6866 | 3.2507 | 1.5596 | 1.4262 | 2.4552 | 1.4606 | 2.0392 | 3.2115 | 3.0466 | 2.7917 | 2.0326 | 2.116 | 3.4032 | 1.7641 | 2.7376 | 1.3827 | 1.7496 | 1.3852 | 2.3905 | 1.8779 | 1.4929 | 2.4441 | 3.5332 | 3.0492 | 4.1738 | 1.7939 | 1.685 | 2.3492 | 2.0109 | 2.0551 | 4.2992 | 2.3823 | 2.818 | 1.3732 | 1.2561 | 2.1466 | 1.2866 | 1.7589 | 2.7994 | 2.6506 | 2.4228 | 1.7855 | 1.8469 | 2.9553 | 1.5381 | 2.3764 | 1.2266 | 1.5628 | 1.2123 | 2.082 | 1.6492 | 1.3376 | 2.1267 | 3.0645 | 2.6435 | 3.5725 | 1.5795 | 1.4794 | 2.0243 | 1.7809 | 1.8271 | 3.6892 | 2.0812 | 2.4236 | 1.1185 | 1.0246 | 1.7375 | 1.0514 | 1.3933 | 2.254 | 2.1297 | 1.9421 | 1.4565 | 1.4875 | 2.3682 | 1.2395 | 1.9082 | 1.0103 | 1.3041 | 0.98638 | 1.6776 | 1.3393 | 1.1201 | 1.7106 | 2.4577 | 2.1201 | 2.8151 | 1.2913 | 1.204 | 1.6123 | 1.4679 | 1.5137 | 2.9119 | 1.6827 | 1.9314
720 | 0.8994 | 2.8121 | 1.1056 | 1.4516 | 1.0062 | 1.8396 | 1.3411 | 1.524 | 1.366 | 4.056 | 1.6962 | 2.294 | 1.808 | 5.942 | 2.3396 | 3.068 | 1.742 | 1.5944 | 2.7048 | 1.6504 | 2.3248 | 3.5872 | 3.5036 | 3.1868 | 2.3368 | 2.4084 | 3.9044 | 2 | 3.1164 | 1.5408 | 1.9664 | 1.5676 | 2.7144 | 2.1268 | 1.6416 | 2.7604 | 4.0308 | 3.484 | 4.826 | 2.0284 | 1.9052 | 2.7176 | 2.2748 | 2.284 | 4.966 | 2.6916 | 3.2576 | 1.5628 | 1.4292 | 2.4604 | 1.4636 | 2.0436 | 3.2176 | 3.0532 | 2.7972 | 2.0368 | 2.12 | 3.4108 | 1.7676 | 2.7436 | 1.3856 | 1.7532 | 1.388 | 2.3956 | 1.8816 | 1.496 | 2.4488 | 3.5404 | 3.0552 | 4.182 | 1.7976 | 1.6884 | 2.354 | 2.0148 | 2.0592 | 4.3084 | 2.3868 | 2.824 | 1.376 | 1.2588 | 2.1512 | 1.2892 | 1.7628 | 2.8048 | 2.6564 | 2.4276 | 1.7892 | 1.8504 | 2.962 | 1.5412 | 2.3816 | 1.2292 | 1.566 | 1.2148 | 2.0864 | 1.6524 | 1.3404 | 2.1308 | 3.0708 | 2.6488 | 3.5796 | 1.5828 | 1.4824 | 2.0284 | 1.7844 | 1.8308 | 3.6972 | 2.0852 | 2.4288 | 1.1208 | 1.0268 | 1.7412 | 1.0536 | 1.3964 | 2.2584 | 2.1344 | 1.946 | 1.4596 | 1.4904 | 2.3736 | 1.242 | 1.9124 | 1.0124 | 1.3068 | 0.9884 | 1.6812 | 1.342 | 1.1224 | 1.714 | 2.4628 | 2.1244 | 2.8208 | 1.294 | 1.2064 | 1.6156 | 1.4708 | 1.5168 | 2.9184 | 1.686 | 1.9356
721 | 0.90197 | 2.8168 | 1.1088 | 1.4558 | 1.0095 | 1.844 | 1.3457 | 1.5292 | 1.3698 | 4.0628 | 1.7008 | 2.2999 | 1.8134 | 5.9516 | 2.3467 | 3.0774 | 1.7456 | 1.5978 | 2.7104 | 1.6538 | 2.3298 | 3.594 | 3.5111 | 3.193 | 2.3416 | 2.4129 | 3.9131 | 2.004 | 3.1232 | 1.544 | 1.9704 | 1.5707 | 2.7201 | 2.1309 | 1.6449 | 2.7657 | 4.0389 | 3.4908 | 4.8353 | 2.0325 | 1.909 | 2.7231 | 2.2792 | 2.2885 | 4.9764 | 2.6966 | 3.2645 | 1.566 | 1.4322 | 2.4656 | 1.4666 | 2.048 | 3.2237 | 3.0598 | 2.8027 | 2.041 | 2.124 | 3.4184 | 1.7711 | 2.7496 | 1.3885 | 1.7568 | 1.3908 | 2.4007 | 1.8853 | 1.4991 | 2.4535 | 3.5476 | 3.0612 | 4.1902 | 1.8013 | 1.6918 | 2.3588 | 2.0187 | 2.0633 | 4.3176 | 2.3913 | 2.83 | 1.3789 | 1.2615 | 2.1558 | 1.2918 | 1.7667 | 2.8102 | 2.6622 | 2.4324 | 1.7929 | 1.8539 | 2.9687 | 1.5443 | 2.3868 | 1.2318 | 1.5692 | 1.2173 | 2.0908 | 1.6556 | 1.3432 | 2.1349 | 3.0771 | 2.6541 | 3.5867 | 1.5861 | 1.4854 | 2.0325 | 1.7879 | 1.8345 | 3.7052 | 2.0892 | 2.434 | 1.1231 | 1.029 | 1.7449 | 1.0558 | 1.3995 | 2.2628 | 2.1391 | 1.9499 | 1.4627 | 1.4933 | 2.379 | 1.2445 | 1.9166 | 1.0145 | 1.3095 | 0.99042 | 1.6848 | 1.3447 | 1.1247 | 1.7174 | 2.4679 | 2.1287 | 2.8265 | 1.2967 | 1.2088 | 1.6189 | 1.4737 | 1.5199 | 2.9249 | 1.6893 | 1.9398
722 | 0.90454 | 2.8215 | 1.112 | 1.46 | 1.0127 | 1.8484 | 1.3503 | 1.5344 | 1.3736 | 4.0696 | 1.7053 | 2.3059 | 1.8188 | 5.9612 | 2.3538 | 3.0868 | 1.7492 | 1.6012 | 2.7161 | 1.6571 | 2.3348 | 3.6008 | 3.5187 | 3.1992 | 2.3464 | 2.4175 | 3.9217 | 2.0079 | 3.13 | 1.5472 | 1.9743 | 1.5739 | 2.7258 | 2.135 | 1.6483 | 2.771 | 4.047 | 3.4976 | 4.8447 | 2.0366 | 1.9128 | 2.7285 | 2.2835 | 2.2931 | 4.9869 | 2.7017 | 3.2714 | 1.5692 | 1.4353 | 2.4708 | 1.4696 | 2.0525 | 3.2299 | 3.0664 | 2.8081 | 2.0452 | 2.128 | 3.4261 | 1.7747 | 2.7555 | 1.3913 | 1.7603 | 1.3936 | 2.4057 | 1.8889 | 1.5021 | 2.4582 | 3.5547 | 3.0673 | 4.1984 | 1.805 | 1.6952 | 2.3635 | 2.0226 | 2.0674 | 4.3268 | 2.3958 | 2.8361 | 1.3817 | 1.2642 | 2.1603 | 1.2945 | 1.7705 | 2.8155 | 2.668 | 2.4372 | 1.7967 | 1.8574 | 2.9753 | 1.5474 | 2.392 | 1.2343 | 1.5724 | 1.2197 | 2.0953 | 1.6589 | 1.3459 | 2.1391 | 3.0833 | 2.6593 | 3.5939 | 1.5893 | 1.4883 | 2.0366 | 1.7913 | 1.8382 | 3.7132 | 2.0932 | 2.4392 | 1.1255 | 1.0312 | 1.7487 | 1.0579 | 1.4026 | 2.2671 | 2.1439 | 1.9537 | 1.4658 | 1.4961 | 2.3844 | 1.247 | 1.9208 | 1.0166 | 1.3122 | 0.99244 | 1.6884 | 1.3473 | 1.1271 | 1.7207 | 2.4729 | 2.1329 | 2.8322 | 1.2994 | 1.2113 | 1.6222 | 1.4765 | 1.523 | 2.9313 | 1.6925 | 1.944
723 | 0.90711 | 2.8262 | 1.1151 | 1.4641 | 1.0159 | 1.8527 | 1.3548 | 1.5396 | 1.3774 | 4.0764 | 1.7099 | 2.3118 | 1.8242 | 5.9708 | 2.3608 | 3.0962 | 1.7528 | 1.6046 | 2.7217 | 1.6605 | 2.3398 | 3.6075 | 3.5262 | 3.2054 | 2.3512 | 2.422 | 3.9304 | 2.0119 | 3.1367 | 1.5503 | 1.9783 | 1.577 | 2.7315 | 2.1391 | 1.6516 | 2.7763 | 4.0551 | 3.5045 | 4.854 | 2.0407 | 1.9166 | 2.734 | 2.2879 | 2.2976 | 4.9973 | 2.7067 | 3.2784 | 1.5725 | 1.4383 | 2.4759 | 1.4725 | 2.0569 | 3.236 | 3.0731 | 2.8136 | 2.0494 | 2.132 | 3.4337 | 1.7782 | 2.7615 | 1.3942 | 1.7639 | 1.3964 | 2.4108 | 1.8926 | 1.5052 | 2.4629 | 3.5619 | 3.0733 | 4.2066 | 1.8086 | 1.6985 | 2.3683 | 2.0265 | 2.0715 | 4.336 | 2.4003 | 2.8421 | 1.3846 | 1.2669 | 2.1649 | 1.2971 | 1.7744 | 2.8209 | 2.6738 | 2.4419 | 1.8004 | 1.861 | 2.982 | 1.5505 | 2.3972 | 1.2369 | 1.5756 | 1.2222 | 2.0997 | 1.6621 | 1.3487 | 2.1432 | 3.0896 | 2.6646 | 3.601 | 1.5926 | 1.4913 | 2.0408 | 1.7948 | 1.8418 | 3.7212 | 2.0971 | 2.4445 | 1.1278 | 1.0335 | 1.7524 | 1.0601 | 1.4057 | 2.2715 | 2.1486 | 1.9576 | 1.4689 | 1.499 | 2.3898 | 1.2496 | 1.925 | 1.0188 | 1.3149 | 0.99446 | 1.692 | 1.35 | 1.1294 | 1.7241 | 2.478 | 2.1372 | 2.838 | 1.3021 | 1.2137 | 1.6255 | 1.4794 | 1.5261 | 2.9378 | 1.6958 | 1.9481
724 | 0.90968 | 2.8309 | 1.1183 | 1.4683 | 1.0191 | 1.8571 | 1.3594 | 1.5448 | 1.3812 | 4.0832 | 1.7144 | 2.3178 | 1.8296 | 5.9804 | 2.3679 | 3.1056 | 1.7564 | 1.6079 | 2.7274 | 1.6638 | 2.3449 | 3.6143 | 3.5338 | 3.2116 | 2.356 | 2.4265 | 3.9391 | 2.0159 | 3.1435 | 1.5535 | 1.9822 | 1.5801 | 2.7372 | 2.1432 | 1.655 | 2.7815 | 4.0632 | 3.5113 | 4.8633 | 2.0449 | 1.9204 | 2.7394 | 2.2923 | 2.3021 | 5.0077 | 2.7118 | 3.2853 | 1.5757 | 1.4414 | 2.4811 | 1.4755 | 2.0613 | 3.2421 | 3.0797 | 2.8191 | 2.0536 | 2.136 | 3.4413 | 1.7817 | 2.7675 | 1.3971 | 1.7674 | 1.3992 | 2.4158 | 1.8962 | 1.5082 | 2.4677 | 3.5691 | 3.0793 | 4.2149 | 1.8123 | 1.7019 | 2.373 | 2.0304 | 2.0756 | 4.3452 | 2.4049 | 2.8482 | 1.3874 | 1.2696 | 2.1695 | 1.2997 | 1.7783 | 2.8263 | 2.6797 | 2.4467 | 1.8041 | 1.8645 | 2.9887 | 1.5536 | 2.4024 | 1.2394 | 1.5788 | 1.2246 | 2.1041 | 1.6653 | 1.3514 | 2.1473 | 3.0958 | 2.6698 | 3.6081 | 1.5958 | 1.4943 | 2.0449 | 1.7983 | 1.8455 | 3.7293 | 2.1011 | 2.4497 | 1.1302 | 1.0357 | 1.7562 | 1.0622 | 1.4089 | 2.2759 | 2.1534 | 1.9615 | 1.4719 | 1.5018 | 2.3952 | 1.2521 | 1.9292 | 1.0209 | 1.3176 | 0.99648 | 1.6956 | 1.3526 | 1.1317 | 1.7275 | 2.483 | 2.1414 | 2.8437 | 1.3047 | 1.2162 | 1.6289 | 1.4823 | 1.5291 | 2.9443 | 1.6991 | 1.9523
725 | 0.91225 | 2.8356 | 1.1215 | 1.4725 | 1.0223 | 1.8615 | 1.364 | 1.55 | 1.385 | 4.09 | 1.719 | 2.3237 | 1.835 | 5.99 | 2.375 | 3.115 | 1.76 | 1.6113 | 2.733 | 1.6672 | 2.3499 | 3.6211 | 3.5413 | 3.2178 | 2.3608 | 2.431 | 3.9477 | 2.0199 | 3.1503 | 1.5567 | 1.9862 | 1.5833 | 2.7429 | 2.1473 | 1.6583 | 2.7868 | 4.0713 | 3.5181 | 4.8727 | 2.049 | 1.9242 | 2.7449 | 2.2967 | 2.3066 | 5.0181 | 2.7168 | 3.2922 | 1.5789 | 1.4444 | 2.4863 | 1.4785 | 2.0658 | 3.2482 | 3.0863 | 2.8246 | 2.0579 | 2.14 | 3.4489 | 1.7853 | 2.7734 | 1.4 | 1.771 | 1.4019 | 2.4209 | 1.8999 | 1.5113 | 2.4724 | 3.5762 | 3.0853 | 4.2231 | 1.816 | 1.7053 | 2.3778 | 2.0343 | 2.0797 | 4.3544 | 2.4094 | 2.8542 | 1.3903 | 1.2723 | 2.174 | 1.3024 | 1.7821 | 2.8317 | 2.6855 | 2.4515 | 1.8079 | 1.868 | 2.9953 | 1.5567 | 2.4075 | 1.242 | 1.582 | 1.2271 | 2.1085 | 1.6686 | 1.3542 | 2.1515 | 3.1021 | 2.6751 | 3.6152 | 1.5991 | 1.4973 | 2.049 | 1.8017 | 1.8492 | 3.7373 | 2.1051 | 2.4549 | 1.1325 | 1.0379 | 1.7599 | 1.0644 | 1.412 | 2.2803 | 2.1581 | 1.9653 | 1.475 | 1.5047 | 2.4007 | 1.2546 | 1.9334 | 1.023 | 1.3203 | 0.9985 | 1.6992 | 1.3553 | 1.134 | 1.7308 | 2.4881 | 2.1457 | 2.8494 | 1.3074 | 1.2186 | 1.6322 | 1.4852 | 1.5322 | 2.9507 | 1.7023 | 1.9565
726 | 0.91482 | 2.8403 | 1.1247 | 1.4767 | 1.0255 | 1.8659 | 1.3686 | 1.5552 | 1.3888 | 4.0968 | 1.7236 | 2.3297 | 1.8404 | 5.9996 | 2.3821 | 3.1244 | 1.7636 | 1.6147 | 2.7387 | 1.6705 | 2.3549 | 3.6279 | 3.5488 | 3.224 | 2.3656 | 2.4356 | 3.9564 | 2.0238 | 3.1571 | 1.5599 | 1.9902 | 1.5864 | 2.7486 | 2.1514 | 1.6617 | 2.7921 | 4.0794 | 3.5249 | 4.882 | 2.0531 | 1.928 | 2.7504 | 2.301 | 2.3112 | 5.0286 | 2.7219 | 3.2991 | 1.5821 | 1.4475 | 2.4915 | 1.4815 | 2.0702 | 3.2544 | 3.0929 | 2.83 | 2.0621 | 2.144 | 3.4566 | 1.7888 | 2.7794 | 1.4028 | 1.7746 | 1.4047 | 2.4259 | 1.9035 | 1.5144 | 2.4771 | 3.5834 | 3.0914 | 4.2313 | 1.8197 | 1.7087 | 2.3825 | 2.0382 | 2.0838 | 4.3636 | 2.4139 | 2.8603 | 1.3931 | 1.275 | 2.1786 | 1.305 | 1.786 | 2.837 | 2.6913 | 2.4563 | 1.8116 | 1.8715 | 3.002 | 1.5598 | 2.4127 | 1.2446 | 1.5852 | 1.2295 | 2.113 | 1.6718 | 1.3569 | 2.1556 | 3.1083 | 2.6803 | 3.6224 | 1.6023 | 1.5002 | 2.0531 | 1.8052 | 1.8529 | 3.7453 | 2.1091 | 2.4601 | 1.1348 | 1.0401 | 1.7636 | 1.0666 | 1.4151 | 2.2846 | 2.1628 | 1.9692 | 1.4781 | 1.5075 | 2.4061 | 1.2571 | 1.9376 | 1.0251 | 1.323 | 1.0005 | 1.7028 | 1.3579 | 1.1364 | 1.7342 | 2.4931 | 2.1499 | 2.8551 | 1.3101 | 1.221 | 1.6355 | 1.488 | 1.5353 | 2.9572 | 1.7056 | 1.9607
727 | 0.91739 | 2.845 | 1.1279 | 1.4809 | 1.0287 | 1.8703 | 1.3732 | 1.5604 | 1.3926 | 4.1036 | 1.7281 | 2.3356 | 1.8458 | 6.0092 | 2.3892 | 3.1338 | 1.7671 | 1.6181 | 2.7443 | 1.6739 | 2.3599 | 3.6346 | 3.5564 | 3.2302 | 2.3704 | 2.4401 | 3.965 | 2.0278 | 3.1638 | 1.5631 | 1.9941 | 1.5895 | 2.7543 | 2.1555 | 1.665 | 2.7974 | 4.0876 | 3.5317 | 4.8914 | 2.0572 | 1.9318 | 2.7558 | 2.3054 | 2.3157 | 5.039 | 2.7269 | 3.306 | 1.5854 | 1.4505 | 2.4967 | 1.4845 | 2.0746 | 3.2605 | 3.0996 | 2.8355 | 2.0663 | 2.148 | 3.4642 | 1.7923 | 2.7853 | 1.4057 | 1.7781 | 1.4075 | 2.431 | 1.9072 | 1.5174 | 2.4818 | 3.5906 | 3.0974 | 4.2395 | 1.8233 | 1.712 | 2.3873 | 2.0421 | 2.0879 | 4.3728 | 2.4184 | 2.8663 | 1.396 | 1.2777 | 2.1832 | 1.3076 | 1.7898 | 2.8424 | 2.6971 | 2.461 | 1.8153 | 1.875 | 3.0087 | 1.5629 | 2.4179 | 1.2471 | 1.5884 | 1.232 | 2.1174 | 1.675 | 1.3597 | 2.1598 | 3.1146 | 2.6856 | 3.6295 | 1.6056 | 1.5032 | 2.0573 | 1.8086 | 1.8565 | 3.7533 | 2.1131 | 2.4653 | 1.1372 | 1.0424 | 1.7674 | 1.0687 | 1.4182 | 2.289 | 2.1676 | 1.973 | 1.4812 | 1.5104 | 2.4115 | 1.2596 | 1.9417 | 1.0273 | 1.3257 | 1.0025 | 1.7064 | 1.3606 | 1.1387 | 1.7375 | 2.4982 | 2.1542 | 2.8609 | 1.3128 | 1.2235 | 1.6388 | 1.4909 | 1.5384 | 2.9637 | 1.7088 | 1.9649
728 | 0.91996 | 2.8496 | 1.131 | 1.485 | 1.0319 | 1.8746 | 1.3777 | 1.5656 | 1.3964 | 4.1104 | 1.7327 | 2.3416 | 1.8512 | 6.0188 | 2.3962 | 3.1432 | 1.7707 | 1.6215 | 2.75 | 1.6772 | 2.3649 | 3.6414 | 3.5639 | 3.2364 | 2.3752 | 2.4446 | 3.9737 | 2.0318 | 3.1706 | 1.5663 | 1.9981 | 1.5926 | 2.76 | 2.1596 | 1.6684 | 2.8027 | 4.0957 | 3.5385 | 4.9007 | 2.0613 | 1.9356 | 2.7613 | 2.3098 | 2.3202 | 5.0494 | 2.7319 | 3.3129 | 1.5886 | 1.4535 | 2.5018 | 1.4874 | 2.079 | 3.2666 | 3.1062 | 2.841 | 2.0705 | 2.152 | 3.4718 | 1.7958 | 2.7913 | 1.4086 | 1.7817 | 1.4103 | 2.436 | 1.9108 | 1.5205 | 2.4865 | 3.5978 | 3.1034 | 4.2477 | 1.827 | 1.7154 | 2.3921 | 2.046 | 2.092 | 4.382 | 2.4229 | 2.8724 | 1.3988 | 1.2804 | 2.1877 | 1.3102 | 1.7937 | 2.8478 | 2.7029 | 2.4658 | 1.819 | 1.8785 | 3.0154 | 1.566 | 2.4231 | 1.2497 | 1.5916 | 1.2345 | 2.1218 | 1.6782 | 1.3625 | 2.1639 | 3.1208 | 2.6908 | 3.6366 | 1.6089 | 1.5062 | 2.0614 | 1.8121 | 1.8602 | 3.7613 | 2.117 | 2.4705 | 1.1395 | 1.0446 | 1.7711 | 1.0709 | 1.4213 | 2.2934 | 2.1723 | 1.9769 | 1.4843 | 1.5132 | 2.4169 | 1.2622 | 1.9459 | 1.0294 | 1.3284 | 1.0046 | 1.71 | 1.3632 | 1.141 | 1.7409 | 2.5033 | 2.1584 | 2.8666 | 1.3155 | 1.2259 | 1.6421 | 1.4938 | 1.5415 | 2.9701 | 1.7121 | 1.969
729 | 0.92253 | 2.8543 | 1.1342 | 1.4892 | 1.0351 | 1.879 | 1.3823 | 1.5708 | 1.4002 | 4.1172 | 1.7372 | 2.3476 | 1.8566 | 6.0284 | 2.4033 | 3.1526 | 1.7743 | 1.6249 | 2.7556 | 1.6806 | 2.3699 | 3.6482 | 3.5715 | 3.2426 | 2.38 | 2.4491 | 3.9824 | 2.0358 | 3.1774 | 1.5694 | 2.002 | 1.5958 | 2.7657 | 2.1637 | 1.6717 | 2.808 | 4.1038 | 3.5454 | 4.91 | 2.0654 | 1.9394 | 2.7668 | 2.3142 | 2.3248 | 5.0598 | 2.737 | 3.3199 | 1.5918 | 1.4566 | 2.507 | 1.4904 | 2.0835 | 3.2727 | 3.1128 | 2.8465 | 2.0747 | 2.1561 | 3.4794 | 1.7994 | 2.7973 | 1.4115 | 1.7852 | 1.4131 | 2.4411 | 1.9145 | 1.5236 | 2.4912 | 3.6049 | 3.1094 | 4.2559 | 1.8307 | 1.7188 | 2.3968 | 2.0499 | 2.0962 | 4.3912 | 2.4274 | 2.8784 | 1.4017 | 1.2831 | 2.1923 | 1.3129 | 1.7976 | 2.8532 | 2.7087 | 2.4706 | 1.8228 | 1.8821 | 3.022 | 1.5691 | 2.4283 | 1.2522 | 1.5948 | 1.2369 | 2.1263 | 1.6815 | 1.3652 | 2.168 | 3.1271 | 2.6961 | 3.6437 | 1.6121 | 1.5091 | 2.0655 | 1.8156 | 1.8639 | 3.7693 | 2.121 | 2.4758 | 1.1419 | 1.0468 | 1.7749 | 1.0731 | 1.4244 | 2.2978 | 2.177 | 1.9808 | 1.4874 | 1.5161 | 2.4223 | 1.2647 | 1.9501 | 1.0315 | 1.3311 | 1.0066 | 1.7136 | 1.3659 | 1.1434 | 1.7443 | 2.5083 | 2.1627 | 2.8723 | 1.3182 | 1.2283 | 1.6454 | 1.4967 | 1.5446 | 2.9766 | 1.7154 | 1.9732
730 | 0.9251 | 2.859 | 1.1374 | 1.4934 | 1.0383 | 1.8834 | 1.3869 | 1.576 | 1.404 | 4.124 | 1.7418 | 2.3535 | 1.862 | 6.038 | 2.4104 | 3.162 | 1.7779 | 1.6282 | 2.7612 | 1.684 | 2.375 | 3.655 | 3.579 | 3.2488 | 2.3847 | 2.4537 | 3.991 | 2.0397 | 3.1842 | 1.5726 | 2.006 | 1.5989 | 2.7715 | 2.1678 | 1.675 | 2.8133 | 4.1119 | 3.5522 | 4.9194 | 2.0695 | 1.9432 | 2.7722 | 2.3185 | 2.3293 | 5.0703 | 2.742 | 3.3268 | 1.595 | 1.4596 | 2.5122 | 1.4934 | 2.0879 | 3.2789 | 3.1194 | 2.8519 | 2.0789 | 2.1601 | 3.4871 | 1.8029 | 2.8032 | 1.4143 | 1.7888 | 1.4159 | 2.4461 | 1.9182 | 1.5266 | 2.496 | 3.6121 | 3.1155 | 4.2641 | 1.8344 | 1.7222 | 2.4016 | 2.0538 | 2.1003 | 4.4004 | 2.4319 | 2.8844 | 1.4045 | 1.2858 | 2.1969 | 1.3155 | 1.8014 | 2.8585 | 2.7145 | 2.4754 | 1.8265 | 1.8856 | 3.0287 | 1.5722 | 2.4335 | 1.2548 | 1.598 | 1.2394 | 2.1307 | 1.6847 | 1.368 | 2.1722 | 3.1333 | 2.7014 | 3.6509 | 1.6154 | 1.5121 | 2.0696 | 1.819 | 1.8676 | 3.7773 | 2.125 | 2.481 | 1.1442 | 1.049 | 1.7786 | 1.0752 | 1.4275 | 2.3021 | 2.1818 | 1.9846 | 1.4905 | 1.519 | 2.4277 | 1.2672 | 1.9543 | 1.0336 | 1.3338 | 1.0086 | 1.7172 | 1.3685 | 1.1457 | 1.7476 | 2.5134 | 2.1669 | 2.878 | 1.3209 | 1.2308 | 1.6487 | 1.4995 | 1.5476 | 2.9831 | 1.7186 | 1.9774
731 | 0.92767 | 2.8637 | 1.1406 | 1.4976 | 1.0415 | 1.8878 | 1.3915 | 1.5812 | 1.4078 | 4.1308 | 1.7464 | 2.3594 | 1.8674 | 6.0476 | 2.4175 | 3.1714 | 1.7815 | 1.6316 | 2.7669 | 1.6873 | 2.38 | 3.6618 | 3.5866 | 3.255 | 2.3895 | 2.4582 | 3.9997 | 2.0437 | 3.1909 | 1.5758 | 2.01 | 1.602 | 2.7772 | 2.1719 | 1.6784 | 2.8185 | 4.12 | 3.559 | 4.9287 | 2.0737 | 1.947 | 2.7777 | 2.3229 | 2.3338 | 5.0807 | 2.7471 | 3.3337 | 1.5983 | 1.4627 | 2.5174 | 1.4964 | 2.0923 | 3.285 | 3.1261 | 2.8574 | 2.0831 | 2.1641 | 3.4947 | 1.8064 | 2.8092 | 1.4172 | 1.7923 | 1.4187 | 2.4512 | 1.9218 | 1.5297 | 2.5007 | 3.6193 | 3.1215 | 4.2724 | 1.8381 | 1.7255 | 2.4063 | 2.0577 | 2.1044 | 4.4096 | 2.4365 | 2.8905 | 1.4074 | 1.2885 | 2.2014 | 1.3181 | 1.8053 | 2.8639 | 2.7204 | 2.4801 | 1.8302 | 1.8891 | 3.0354 | 1.5753 | 2.4387 | 1.2573 | 1.6012 | 1.2418 | 2.1351 | 1.6879 | 1.3707 | 2.1763 | 3.1396 | 2.7066 | 3.658 | 1.6186 | 1.5151 | 2.0738 | 1.8225 | 1.8712 | 3.7854 | 2.129 | 2.4862 | 1.1465 | 1.0513 | 1.7824 | 1.0774 | 1.4307 | 2.3065 | 2.1865 | 1.9885 | 1.4935 | 1.5218 | 2.4331 | 1.2697 | 1.9585 | 1.0358 | 1.3365 | 1.0106 | 1.7208 | 1.3712 | 1.148 | 1.751 | 2.5184 | 2.1712 | 2.8837 | 1.3235 | 1.2332 | 1.6521 | 1.5024 | 1.5507 | 2.9895 | 1.7219 | 1.9816
732 | 0.93024 | 2.8684 | 1.1438 | 1.5018 | 1.0447 | 1.8922 | 1.396 | 1.5864 | 1.4116 | 4.1376 | 1.7509 | 2.3654 | 1.8728 | 6.0572 | 2.4246 | 3.1808 | 1.7851 | 1.635 | 2.7725 | 1.6907 | 2.385 | 3.6685 | 3.5941 | 3.2612 | 2.3943 | 2.4627 | 4.0084 | 2.0477 | 3.1977 | 1.579 | 2.0139 | 1.6052 | 2.7829 | 2.176 | 1.6817 | 2.8238 | 4.1281 | 3.5658 | 4.938 | 2.0778 | 1.9508 | 2.7831 | 2.3273 | 2.3383 | 5.0911 | 2.7521 | 3.3406 | 1.6015 | 1.4657 | 2.5226 | 1.4994 | 2.0968 | 3.2911 | 3.1327 | 2.8629 | 2.0873 | 2.1681 | 3.5023 | 1.81 | 2.8152 | 1.4201 | 1.7959 | 1.4215 | 2.4562 | 1.9255 | 1.5327 | 2.5054 | 3.6264 | 3.1275 | 4.2806 | 1.8417 | 1.7289 | 2.4111 | 2.0616 | 2.1085 | 4.4188 | 2.441 | 2.8965 | 1.4102 | 1.2912 | 2.206 | 1.3208 | 1.8092 | 2.8693 | 2.7262 | 2.4849 | 1.834 | 1.8926 | 3.042 | 1.5784 | 2.4439 | 1.2599 | 1.6044 | 1.2443 | 2.1395 | 1.6912 | 1.3735 | 2.1804 | 3.1458 | 2.7119 | 3.6651 | 1.6219 | 1.5181 | 2.0779 | 1.826 | 1.8749 | 3.7934 | 2.133 | 2.4914 | 1.1489 | 1.0535 | 1.7861 | 1.0795 | 1.4338 | 2.3109 | 2.1913 | 1.9924 | 1.4966 | 1.5247 | 2.4385 | 1.2722 | 1.9627 | 1.0379 | 1.3392 | 1.0126 | 1.7244 | 1.3738 | 1.1503 | 1.7544 | 2.5235 | 2.1754 | 2.8895 | 1.3262 | 1.2357 | 1.6554 | 1.5053 | 1.5538 | 2.996 | 1.7252 | 1.9858
733 | 0.93281 | 2.8731 | 1.1469 | 1.5059 | 1.0479 | 1.8965 | 1.4006 | 1.5916 | 1.4154 | 4.1444 | 1.7555 | 2.3714 | 1.8782 | 6.0668 | 2.4316 | 3.1902 | 1.7887 | 1.6384 | 2.7782 | 1.694 | 2.39 | 3.6753 | 3.6016 | 3.2674 | 2.3991 | 2.4672 | 4.017 | 2.0516 | 3.2045 | 1.5822 | 2.0179 | 1.6083 | 2.7886 | 2.1801 | 1.6851 | 2.8291 | 4.1362 | 3.5726 | 4.9474 | 2.0819 | 1.9546 | 2.7886 | 2.3317 | 2.3429 | 5.1015 | 2.7571 | 3.3475 | 1.6047 | 1.4687 | 2.5277 | 1.5023 | 2.1012 | 3.2973 | 3.1393 | 2.8684 | 2.0915 | 2.1721 | 3.5099 | 1.8135 | 2.8211 | 1.4229 | 1.7995 | 1.4243 | 2.4613 | 1.9291 | 1.5358 | 2.5101 | 3.6336 | 3.1336 | 4.2888 | 1.8454 | 1.7323 | 2.4159 | 2.0655 | 2.1126 | 4.428 | 2.4455 | 2.9026 | 1.4131 | 1.2939 | 2.2106 | 1.3234 | 1.813 | 2.8746 | 2.732 | 2.4897 | 1.8377 | 1.8961 | 3.0487 | 1.5815 | 2.4491 | 1.2625 | 1.6076 | 1.2468 | 2.144 | 1.6944 | 1.3763 | 2.1846 | 3.1521 | 2.7171 | 3.6722 | 1.6252 | 1.521 | 2.082 | 1.8294 | 1.8786 | 3.8014 | 2.1369 | 2.4966 | 1.1512 | 1.0557 | 1.7898 | 1.0817 | 1.4369 | 2.3152 | 2.196 | 1.9962 | 1.4997 | 1.5275 | 2.4439 | 1.2748 | 1.9669 | 1.04 | 1.3419 | 1.0147 | 1.728 | 1.3765 | 1.1527 | 1.7577 | 2.5286 | 2.1797 | 2.8952 | 1.3289 | 1.2381 | 1.6587 | 1.5082 | 1.5569 | 3.0025 | 1.7284 | 1.9899
734 | 0.93538 | 2.8778 | 1.1501 | 1.5101 | 1.0511 | 1.9009 | 1.4052 | 1.5968 | 1.4192 | 4.1512 | 1.76 | 2.3773 | 1.8836 | 6.0764 | 2.4387 | 3.1996 | 1.7923 | 1.6418 | 2.7838 | 1.6974 | 2.395 | 3.6821 | 3.6092 | 3.2736 | 2.4039 | 2.4718 | 4.0257 | 2.0556 | 3.2113 | 1.5854 | 2.0219 | 1.6114 | 2.7943 | 2.1842 | 1.6884 | 2.8344 | 4.1443 | 3.5794 | 4.9567 | 2.086 | 1.9584 | 2.7941 | 2.336 | 2.3474 | 5.112 | 2.7622 | 3.3544 | 1.6079 | 1.4718 | 2.5329 | 1.5053 | 2.1056 | 3.3034 | 3.1459 | 2.8738 | 2.0958 | 2.1761 | 3.5176 | 1.817 | 2.8271 | 1.4258 | 1.803 | 1.427 | 2.4663 | 1.9328 | 1.5389 | 2.5148 | 3.6408 | 3.1396 | 4.297 | 1.8491 | 1.7357 | 2.4206 | 2.0694 | 2.1167 | 4.4372 | 2.45 | 2.9086 | 1.4159 | 1.2966 | 2.2151 | 1.326 | 1.8169 | 2.88 | 2.7378 | 2.4945 | 1.8414 | 1.8996 | 3.0554 | 1.5846 | 2.4542 | 1.265 | 1.6108 | 1.2492 | 2.1484 | 1.6976 | 1.379 | 2.1887 | 3.1583 | 2.7224 | 3.6794 | 1.6284 | 1.524 | 2.0861 | 1.8329 | 1.8823 | 3.8094 | 2.1409 | 2.5018 | 1.1535 | 1.0579 | 1.7936 | 1.0839 | 1.44 | 2.3196 | 2.2007 | 2.0001 | 1.5028 | 1.5304 | 2.4494 | 1.2773 | 1.9711 | 1.0421 | 1.3446 | 1.0167 | 1.7316 | 1.3791 | 1.155 | 1.7611 | 2.5336 | 2.1839 | 2.9009 | 1.3316 | 1.2405 | 1.662 | 1.511 | 1.56 | 3.0089 | 1.7317 | 1.9941
735 | 0.93795 | 2.8825 | 1.1533 | 1.5143 | 1.0543 | 1.9053 | 1.4098 | 1.602 | 1.423 | 4.158 | 1.7646 | 2.3832 | 1.889 | 6.086 | 2.4458 | 3.209 | 1.7959 | 1.6452 | 2.7895 | 1.7007 | 2.4 | 3.6889 | 3.6167 | 3.2798 | 2.4087 | 2.4763 | 4.0344 | 2.0596 | 3.218 | 1.5885 | 2.0258 | 1.6146 | 2.8 | 2.1883 | 1.6918 | 2.8397 | 4.1524 | 3.5863 | 4.966 | 2.0901 | 1.9622 | 2.7995 | 2.3404 | 2.3519 | 5.1224 | 2.7672 | 3.3614 | 1.6112 | 1.4748 | 2.5381 | 1.5083 | 2.1101 | 3.3095 | 3.1526 | 2.8793 | 2.1 | 2.1801 | 3.5252 | 1.8206 | 2.8331 | 1.4287 | 1.8066 | 1.4298 | 2.4714 | 1.9364 | 1.5419 | 2.5195 | 3.6479 | 3.1456 | 4.3052 | 1.8528 | 1.739 | 2.4254 | 2.0733 | 2.1208 | 4.4464 | 2.4545 | 2.9147 | 1.4188 | 1.2993 | 2.2197 | 1.3287 | 1.8208 | 2.8854 | 2.7436 | 2.4992 | 1.8452 | 1.9032 | 3.062 | 1.5877 | 2.4594 | 1.2676 | 1.614 | 1.2517 | 2.1528 | 1.7009 | 1.3818 | 2.1928 | 3.1646 | 2.7276 | 3.6865 | 1.6317 | 1.527 | 2.0903 | 1.8364 | 1.8859 | 3.8174 | 2.1449 | 2.5071 | 1.1559 | 1.0602 | 1.7973 | 1.086 | 1.4431 | 2.324 | 2.2055 | 2.004 | 1.5059 | 1.5332 | 2.4548 | 1.2798 | 1.9753 | 1.0443 | 1.3473 | 1.0187 | 1.7352 | 1.3818 | 1.1573 | 1.7645 | 2.5387 | 2.1882 | 2.9066 | 1.3343 | 1.243 | 1.6653 | 1.5139 | 1.5631 | 3.0154 | 1.735 | 1.9983
736 | 0.94052 | 2.8872 | 1.1565 | 1.5185 | 1.0575 | 1.9097 | 1.4143 | 1.6072 | 1.4268 | 4.1648 | 1.7692 | 2.3892 | 1.8944 | 6.0956 | 2.4529 | 3.2184 | 1.7995 | 1.6485 | 2.7951 | 1.7041 | 2.4051 | 3.6956 | 3.6243 | 3.286 | 2.4135 | 2.4808 | 4.043 | 2.0636 | 3.2248 | 1.5917 | 2.0298 | 1.6177 | 2.8057 | 2.1924 | 1.6951 | 2.845 | 4.1605 | 3.5931 | 4.9754 | 2.0942 | 1.966 | 2.805 | 2.3448 | 2.3564 | 5.1328 | 2.7723 | 3.3683 | 1.6144 | 1.4779 | 2.5433 | 1.5113 | 2.1145 | 3.3156 | 3.1592 | 2.8848 | 2.1042 | 2.1841 | 3.5328 | 1.8241 | 2.839 | 1.4316 | 1.8101 | 1.4326 | 2.4764 | 1.9401 | 1.545 | 2.5243 | 3.6551 | 3.1516 | 4.3134 | 1.8564 | 1.7424 | 2.4301 | 2.0772 | 2.1249 | 4.4556 | 2.459 | 2.9207 | 1.4216 | 1.302 | 2.2243 | 1.3313 | 1.8246 | 2.8908 | 2.7494 | 2.504 | 1.8489 | 1.9067 | 3.0687 | 1.5908 | 2.4646 | 1.2701 | 1.6172 | 1.2541 | 2.1572 | 1.7041 | 1.3845 | 2.197 | 3.1708 | 2.7329 | 3.6936 | 1.6349 | 1.53 | 2.0944 | 1.8398 | 1.8896 | 3.8254 | 2.1489 | 2.5123 | 1.1582 | 1.0624 | 1.8011 | 1.0882 | 1.4462 | 2.3284 | 2.2102 | 2.0078 | 1.509 | 1.5361 | 2.4602 | 1.2823 | 1.9795 | 1.0464 | 1.35 | 1.0207 | 1.7388 | 1.3844 | 1.1596 | 1.7678 | 2.5437 | 2.1924 | 2.9124 | 1.337 | 1.2454 | 1.6686 | 1.5168 | 1.5661 | 3.0219 | 1.7382 | 2.0025
737 | 0.94309 | 2.8919 | 1.1597 | 1.5227 | 1.0607 | 1.9141 | 1.4189 | 1.6124 | 1.4306 | 4.1716 | 1.7737 | 2.3952 | 1.8998 | 6.1052 | 2.46 | 3.2278 | 1.8031 | 1.6519 | 2.8008 | 1.7074 | 2.4101 | 3.7024 | 3.6318 | 3.2922 | 2.4183 | 2.4853 | 4.0517 | 2.0675 | 3.2316 | 1.5949 | 2.0337 | 1.6208 | 2.8114 | 2.1965 | 1.6985 | 2.8503 | 4.1686 | 3.5999 | 4.9847 | 2.0983 | 1.9698 | 2.8104 | 2.3492 | 2.361 | 5.1432 | 2.7773 | 3.3752 | 1.6176 | 1.4809 | 2.5485 | 1.5143 | 2.1189 | 3.3218 | 3.1658 | 2.8903 | 2.1084 | 2.1881 | 3.5404 | 1.8276 | 2.845 | 1.4344 | 1.8137 | 1.4354 | 2.4815 | 1.9437 | 1.548 | 2.529 | 3.6623 | 3.1577 | 4.3216 | 1.8601 | 1.7458 | 2.4349 | 2.0811 | 2.129 | 4.4648 | 2.4635 | 2.9268 | 1.4245 | 1.3047 | 2.2288 | 1.3339 | 1.8285 | 2.8961 | 2.7552 | 2.5088 | 1.8526 | 1.9102 | 3.0754 | 1.5939 | 2.4698 | 1.2727 | 1.6204 | 1.2566 | 2.1617 | 1.7073 | 1.3873 | 2.2011 | 3.1771 | 2.7381 | 3.7007 | 1.6382 | 1.5329 | 2.0985 | 1.8433 | 1.8933 | 3.8334 | 2.1529 | 2.5175 | 1.1606 | 1.0646 | 1.8048 | 1.0903 | 1.4493 | 2.3327 | 2.215 | 2.0117 | 1.5121 | 1.5389 | 2.4656 | 1.2848 | 1.9837 | 1.0485 | 1.3527 | 1.0227 | 1.7424 | 1.3871 | 1.162 | 1.7712 | 2.5488 | 2.1967 | 2.9181 | 1.3397 | 1.2479 | 1.6719 | 1.5197 | 1.5692 | 3.0283 | 1.7415 | 2.0067
738 | 0.94566 | 2.8966 | 1.1628 | 1.5268 | 1.0639 | 1.9184 | 1.4235 | 1.6176 | 1.4344 | 4.1784 | 1.7783 | 2.4011 | 1.9052 | 6.1148 | 2.467 | 3.2372 | 1.8067 | 1.6553 | 2.8064 | 1.7108 | 2.4151 | 3.7092 | 3.6393 | 3.2984 | 2.4231 | 2.4899 | 4.0604 | 2.0715 | 3.2384 | 1.5981 | 2.0377 | 1.6239 | 2.8171 | 2.2005 | 1.7018 | 2.8555 | 4.1767 | 3.6067 | 4.9941 | 2.1024 | 1.9736 | 2.8159 | 2.3535 | 2.3655 | 5.1537 | 2.7824 | 3.3821 | 1.6208 | 1.484 | 2.5537 | 1.5172 | 2.1233 | 3.3279 | 3.1724 | 2.8957 | 2.1126 | 2.1921 | 3.5481 | 1.8312 | 2.8509 | 1.4373 | 1.8173 | 1.4382 | 2.4865 | 1.9474 | 1.5511 | 2.5337 | 3.6694 | 3.1637 | 4.3299 | 1.8638 | 1.7492 | 2.4396 | 2.085 | 2.1331 | 4.474 | 2.468 | 2.9328 | 1.4273 | 1.3073 | 2.2334 | 1.3366 | 1.8324 | 2.9015 | 2.761 | 2.5136 | 1.8564 | 1.9137 | 3.082 | 1.597 | 2.475 | 1.2753 | 1.6236 | 1.259 | 2.1661 | 1.7106 | 1.39 | 2.2052 | 3.1833 | 2.7434 | 3.7079 | 1.6414 | 1.5359 | 2.1026 | 1.8468 | 1.897 | 3.8415 | 2.1569 | 2.5227 | 1.1629 | 1.0668 | 1.8085 | 1.0925 | 1.4524 | 2.3371 | 2.2197 | 2.0156 | 1.5152 | 1.5418 | 2.471 | 1.2873 | 1.9879 | 1.0506 | 1.3554 | 1.0247 | 1.7461 | 1.3898 | 1.1643 | 1.7746 | 2.5538 | 2.201 | 2.9238 | 1.3423 | 1.2503 | 1.6753 | 1.5225 | 1.5723 | 3.0348 | 1.7447 | 2.0109
739 | 0.94823 | 2.9012 | 1.166 | 1.531 | 1.0671 | 1.9228 | 1.4281 | 1.6228 | 1.4382 | 4.1852 | 1.7828 | 2.407 | 1.9106 | 6.1244 | 2.4741 | 3.2466 | 1.8102 | 1.6587 | 2.812 | 1.7142 | 2.4201 | 3.716 | 3.6469 | 3.3045 | 2.4279 | 2.4944 | 4.069 | 2.0755 | 3.2451 | 1.6013 | 2.0417 | 1.6271 | 2.8228 | 2.2046 | 1.7051 | 2.8608 | 4.1849 | 3.6135 | 5.0034 | 2.1066 | 1.9773 | 2.8214 | 2.3579 | 2.37 | 5.1641 | 2.7874 | 3.389 | 1.6241 | 1.487 | 2.5588 | 1.5202 | 2.1278 | 3.334 | 3.1791 | 2.9012 | 2.1168 | 2.1961 | 3.5557 | 1.8347 | 2.8569 | 1.4402 | 1.8208 | 1.441 | 2.4916 | 1.9511 | 1.5542 | 2.5384 | 3.6766 | 3.1697 | 4.3381 | 1.8675 | 1.7525 | 2.4444 | 2.0888 | 2.1372 | 4.4831 | 2.4726 | 2.9388 | 1.4302 | 1.31 | 2.238 | 1.3392 | 1.8362 | 2.9069 | 2.7669 | 2.5183 | 1.8601 | 1.9172 | 3.0887 | 1.6 | 2.4802 | 1.2778 | 1.6269 | 1.2615 | 2.1705 | 1.7138 | 1.3928 | 2.2094 | 3.1896 | 2.7487 | 3.715 | 1.6447 | 1.5389 | 2.1068 | 1.8502 | 1.9006 | 3.8495 | 2.1608 | 2.5279 | 1.1652 | 1.0691 | 1.8123 | 1.0947 | 1.4556 | 2.3415 | 2.2244 | 2.0194 | 1.5182 | 1.5447 | 2.4764 | 1.2899 | 1.992 | 1.0528 | 1.3582 | 1.0268 | 1.7497 | 1.3924 | 1.1666 | 1.7779 | 2.5589 | 2.2052 | 2.9295 | 1.345 | 1.2527 | 1.6786 | 1.5254 | 1.5754 | 3.0413 | 1.748 | 2.015
740 | 0.9508 | 2.9059 | 1.1692 | 1.5352 | 1.0703 | 1.9272 | 1.4326 | 1.628 | 1.442 | 4.192 | 1.7874 | 2.413 | 1.916 | 6.134 | 2.4812 | 3.256 | 1.8138 | 1.6621 | 2.8177 | 1.7175 | 2.4251 | 3.7228 | 3.6544 | 3.3107 | 2.4327 | 2.4989 | 4.0777 | 2.0794 | 3.2519 | 1.6045 | 2.0456 | 1.6302 | 2.8285 | 2.2087 | 1.7085 | 2.8661 | 4.193 | 3.6203 | 5.0127 | 2.1107 | 1.9811 | 2.8268 | 2.3623 | 2.3746 | 5.1745 | 2.7924 | 3.3959 | 1.6273 | 1.49 | 2.564 | 1.5232 | 2.1322 | 3.3402 | 3.1857 | 2.9067 | 2.121 | 2.2001 | 3.5633 | 1.8382 | 2.8629 | 1.443 | 1.8244 | 1.4438 | 2.4967 | 1.9547 | 1.5572 | 2.5431 | 3.6838 | 3.1758 | 4.3463 | 1.8712 | 1.7559 | 2.4492 | 2.0927 | 2.1413 | 4.4923 | 2.4771 | 2.9449 | 1.433 | 1.3127 | 2.2425 | 1.3418 | 1.8401 | 2.9122 | 2.7727 | 2.5231 | 1.8638 | 1.9207 | 3.0954 | 1.6031 | 2.4854 | 1.2804 | 1.6301 | 1.264 | 2.175 | 1.717 | 1.3956 | 2.2135 | 3.1959 | 2.7539 | 3.7221 | 1.648 | 1.5418 | 2.1109 | 1.8537 | 1.9043 | 3.8575 | 2.1648 | 2.5331 | 1.1676 | 1.0713 | 1.816 | 1.0968 | 1.4587 | 2.3458 | 2.2292 | 2.0233 | 1.5213 | 1.5475 | 2.4818 | 1.2924 | 1.9962 | 1.0549 | 1.3609 | 1.0288 | 1.7533 | 1.3951 | 1.169 | 1.7813 | 2.564 | 2.2095 | 2.9352 | 1.3477 | 1.2552 | 1.6819 | 1.5283 | 1.5785 | 3.0477 | 1.7513 | 2.0192
741 | 0.95337 | 2.9106 | 1.1724 | 1.5394 | 1.0735 | 1.9316 | 1.4372 | 1.6332 | 1.4458 | 4.1988 | 1.792 | 2.4189 | 1.9214 | 6.1436 | 2.4883 | 3.2654 | 1.8174 | 1.6655 | 2.8233 | 1.7209 | 2.4301 | 3.7295 | 3.662 | 3.3169 | 2.4375 | 2.5034 | 4.0863 | 2.0834 | 3.2587 | 1.6076 | 2.0496 | 1.6333 | 2.8342 | 2.2128 | 1.7118 | 2.8714 | 4.2011 | 3.6272 | 5.0221 | 2.1148 | 1.9849 | 2.8323 | 2.3667 | 2.3791 | 5.1849 | 2.7975 | 3.4029 | 1.6305 | 1.4931 | 2.5692 | 1.5262 | 2.1366 | 3.3463 | 3.1923 | 2.9122 | 2.1252 | 2.2041 | 3.5709 | 1.8417 | 2.8688 | 1.4459 | 1.8279 | 1.4466 | 2.5017 | 1.9584 | 1.5603 | 2.5478 | 3.691 | 3.1818 | 4.3545 | 1.8748 | 1.7593 | 2.4539 | 2.0966 | 2.1454 | 4.5015 | 2.4816 | 2.9509 | 1.4359 | 1.3154 | 2.2471 | 1.3444 | 1.8439 | 2.9176 | 2.7785 | 2.5279 | 1.8675 | 1.9243 | 3.1021 | 1.6062 | 2.4906 | 1.2829 | 1.6333 | 1.2664 | 2.1794 | 1.7202 | 1.3983 | 2.2177 | 3.2021 | 2.7592 | 3.7292 | 1.6512 | 1.5448 | 2.115 | 1.8571 | 1.908 | 3.8655 | 2.1688 | 2.5384 | 1.1699 | 1.0735 | 1.8198 | 1.099 | 1.4618 | 2.3502 | 2.2339 | 2.0271 | 1.5244 | 1.5504 | 2.4872 | 1.2949 | 2.0004 | 1.057 | 1.3636 | 1.0308 | 1.7569 | 1.3977 | 1.1713 | 1.7846 | 2.569 | 2.2137 | 2.941 | 1.3504 | 1.2576 | 1.6852 | 1.5312 | 1.5816 | 3.0542 | 1.7545 | 2.0234
742 | 0.95594 | 2.9153 | 1.1756 | 1.5436 | 1.0767 | 1.936 | 1.4418 | 1.6384 | 1.4496 | 4.2056 | 1.7965 | 2.4249 | 1.9268 | 6.1532 | 2.4954 | 3.2748 | 1.821 | 1.6688 | 2.829 | 1.7242 | 2.4352 | 3.7363 | 3.6695 | 3.3231 | 2.4423 | 2.508 | 4.095 | 2.0874 | 3.2655 | 1.6108 | 2.0535 | 1.6365 | 2.8399 | 2.2169 | 1.7152 | 2.8767 | 4.2092 | 3.634 | 5.0314 | 2.1189 | 1.9887 | 2.8377 | 2.371 | 2.3836 | 5.1954 | 2.8025 | 3.4098 | 1.6337 | 1.4961 | 2.5744 | 1.5292 | 2.1411 | 3.3524 | 3.1989 | 2.9176 | 2.1294 | 2.2081 | 3.5786 | 1.8453 | 2.8748 | 1.4488 | 1.8315 | 1.4494 | 2.5068 | 1.962 | 1.5633 | 2.5526 | 3.6981 | 3.1878 | 4.3627 | 1.8785 | 1.7627 | 2.4587 | 2.1005 | 2.1495 | 4.5107 | 2.4861 | 2.957 | 1.4387 | 1.3181 | 2.2517 | 1.3471 | 1.8478 | 2.923 | 2.7843 | 2.5327 | 1.8713 | 1.9278 | 3.1087 | 1.6093 | 2.4958 | 1.2855 | 1.6365 | 1.2689 | 2.1838 | 1.7235 | 1.4011 | 2.2218 | 3.2084 | 2.7644 | 3.7364 | 1.6545 | 1.5478 | 2.1191 | 1.8606 | 1.9117 | 3.8735 | 2.1728 | 2.5436 | 1.1723 | 1.0757 | 1.8235 | 1.1011 | 1.4649 | 2.3546 | 2.2387 | 2.031 | 1.5275 | 1.5532 | 2.4926 | 1.2974 | 2.0046 | 1.0591 | 1.3663 | 1.0328 | 1.7605 | 1.4004 | 1.1736 | 1.788 | 2.5741 | 2.218 | 2.9467 | 1.3531 | 1.2601 | 1.6885 | 1.534 | 1.5846 | 3.0607 | 1.7578 | 2.0276
743 | 0.95851 | 2.92 | 1.1787 | 1.5477 | 1.0799 | 1.9403 | 1.4464 | 1.6436 | 1.4534 | 4.2124 | 1.8011 | 2.4308 | 1.9322 | 6.1628 | 2.5024 | 3.2842 | 1.8246 | 1.6722 | 2.8346 | 1.7276 | 2.4402 | 3.7431 | 3.6771 | 3.3293 | 2.4471 | 2.5125 | 4.1037 | 2.0914 | 3.2722 | 1.614 | 2.0575 | 1.6396 | 2.8456 | 2.221 | 1.7185 | 2.882 | 4.2173 | 3.6408 | 5.0407 | 2.123 | 1.9925 | 2.8432 | 2.3754 | 2.3881 | 5.2058 | 2.8076 | 3.4167 | 1.637 | 1.4992 | 2.5796 | 1.5322 | 2.1455 | 3.3585 | 3.2056 | 2.9231 | 2.1337 | 2.2121 | 3.5862 | 1.8488 | 2.8808 | 1.4517 | 1.835 | 1.4521 | 2.5118 | 1.9657 | 1.5664 | 2.5573 | 3.7053 | 3.1938 | 4.3709 | 1.8822 | 1.766 | 2.4634 | 2.1044 | 2.1536 | 4.5199 | 2.4906 | 2.963 | 1.4416 | 1.3208 | 2.2562 | 1.3497 | 1.8517 | 2.9284 | 2.7901 | 2.5374 | 1.875 | 1.9313 | 3.1154 | 1.6124 | 2.5009 | 1.288 | 1.6397 | 1.2713 | 2.1882 | 1.7267 | 1.4038 | 2.2259 | 3.2146 | 2.7697 | 3.7435 | 1.6577 | 1.5508 | 2.1233 | 1.8641 | 1.9153 | 3.8815 | 2.1768 | 2.5488 | 1.1746 | 1.078 | 1.8273 | 1.1033 | 1.468 | 2.359 | 2.2434 | 2.0349 | 1.5306 | 1.5561 | 2.4981 | 1.2999 | 2.0088 | 1.0613 | 1.369 | 1.0348 | 1.7641 | 1.403 | 1.1759 | 1.7914 | 2.5791 | 2.2222 | 2.9524 | 1.3558 | 1.2625 | 1.6918 | 1.5369 | 1.5877 | 3.0671 | 1.7611 | 2.0318
744 | 0.96108 | 2.9247 | 1.1819 | 1.5519 | 1.0831 | 1.9447 | 1.4509 | 1.6488 | 1.4572 | 4.2192 | 1.8056 | 2.4368 | 1.9376 | 6.1724 | 2.5095 | 3.2936 | 1.8282 | 1.6756 | 2.8403 | 1.7309 | 2.4452 | 3.7499 | 3.6846 | 3.3355 | 2.4519 | 2.517 | 4.1123 | 2.0953 | 3.279 | 1.6172 | 2.0615 | 1.6427 | 2.8513 | 2.2251 | 1.7219 | 2.8873 | 4.2254 | 3.6476 | 5.0501 | 2.1271 | 1.9963 | 2.8487 | 2.3798 | 2.3927 | 5.2162 | 2.8126 | 3.4236 | 1.6402 | 1.5022 | 2.5847 | 1.5351 | 2.1499 | 3.3647 | 3.2122 | 2.9286 | 2.1379 | 2.2161 | 3.5938 | 1.8523 | 2.8867 | 1.4545 | 1.8386 | 1.4549 | 2.5169 | 1.9693 | 1.5695 | 2.562 | 3.7125 | 3.1999 | 4.3791 | 1.8859 | 1.7694 | 2.4682 | 2.1083 | 2.1577 | 4.5291 | 2.4951 | 2.9691 | 1.4444 | 1.3235 | 2.2608 | 1.3523 | 1.8555 | 2.9337 | 2.7959 | 2.5422 | 1.8787 | 1.9348 | 3.1221 | 1.6155 | 2.5061 | 1.2906 | 1.6429 | 1.2738 | 2.1927 | 1.7299 | 1.4066 | 2.2301 | 3.2209 | 2.7749 | 3.7506 | 1.661 | 1.5537 | 2.1274 | 1.8675 | 1.919 | 3.8895 | 2.1807 | 2.554 | 1.1769 | 1.0802 | 1.831 | 1.1055 | 1.4711 | 2.3633 | 2.2481 | 2.0387 | 1.5337 | 1.5589 | 2.5035 | 1.3025 | 2.013 | 1.0634 | 1.3717 | 1.0369 | 1.7677 | 1.4057 | 1.1783 | 1.7947 | 2.5842 | 2.2265 | 2.9581 | 1.3585 | 1.2649 | 1.6951 | 1.5398 | 1.5908 | 3.0736 | 1.7643 | 2.0359
745 | 0.96365 | 2.9294 | 1.1851 | 1.5561 | 1.0863 | 1.9491 | 1.4555 | 1.654 | 1.461 | 4.226 | 1.8102 | 2.4427 | 1.943 | 6.182 | 2.5166 | 3.303 | 1.8318 | 1.679 | 2.8459 | 1.7343 | 2.4502 | 3.7566 | 3.6921 | 3.3417 | 2.4567 | 2.5215 | 4.121 | 2.0993 | 3.2858 | 1.6204 | 2.0654 | 1.6459 | 2.857 | 2.2292 | 1.7252 | 2.8926 | 4.2335 | 3.6544 | 5.0594 | 2.1312 | 2.0001 | 2.8541 | 2.3842 | 2.3972 | 5.2266 | 2.8176 | 3.4305 | 1.6434 | 1.5052 | 2.5899 | 1.5381 | 2.1544 | 3.3708 | 3.2188 | 2.9341 | 2.1421 | 2.2201 | 3.6014 | 1.8559 | 2.8927 | 1.4574 | 1.8422 | 1.4577 | 2.5219 | 1.973 | 1.5725 | 2.5667 | 3.7196 | 3.2059 | 4.3873 | 1.8895 | 1.7728 | 2.473 | 2.1122 | 2.1618 | 4.5383 | 2.4996 | 2.9751 | 1.4473 | 1.3262 | 2.2654 | 1.355 | 1.8594 | 2.9391 | 2.8017 | 2.547 | 1.8825 | 1.9383 | 3.1287 | 1.6186 | 2.5113 | 1.2932 | 1.6461 | 1.2763 | 2.1971 | 1.7332 | 1.4094 | 2.2342 | 3.2271 | 2.7802 | 3.7577 | 1.6643 | 1.5567 | 2.1315 | 1.871 | 1.9227 | 3.8975 | 2.1847 | 2.5592 | 1.1793 | 1.0824 | 1.8347 | 1.1076 | 1.4742 | 2.3677 | 2.2529 | 2.0426 | 1.5368 | 1.5618 | 2.5089 | 1.305 | 2.0172 | 1.0655 | 1.3744 | 1.0389 | 1.7713 | 1.4083 | 1.1806 | 1.7981 | 2.5893 | 2.2307 | 2.9639 | 1.3612 | 1.2674 | 1.6984 | 1.5427 | 1.5939 | 3.0801 | 1.7676 | 2.0401
746 | 0.96622 | 2.9341 | 1.1883 | 1.5603 | 1.0895 | 1.9535 | 1.4601 | 1.6592 | 1.4648 | 4.2328 | 1.8148 | 2.4487 | 1.9484 | 6.1916 | 2.5237 | 3.3124 | 1.8354 | 1.6824 | 2.8516 | 1.7376 | 2.4552 | 3.7634 | 3.6997 | 3.3479 | 2.4615 | 2.5261 | 4.1297 | 2.1033 | 3.2926 | 1.6236 | 2.0694 | 1.649 | 2.8627 | 2.2333 | 1.7286 | 2.8978 | 4.2416 | 3.6612 | 5.0687 | 2.1354 | 2.0039 | 2.8596 | 2.3885 | 2.4017 | 5.2371 | 2.8227 | 3.4374 | 1.6466 | 1.5083 | 2.5951 | 1.5411 | 2.1588 | 3.3769 | 3.2254 | 2.9395 | 2.1463 | 2.2241 | 3.6091 | 1.8594 | 2.8987 | 1.4603 | 1.8457 | 1.4605 | 2.527 | 1.9766 | 1.5756 | 2.5714 | 3.7268 | 3.2119 | 4.3956 | 1.8932 | 1.7762 | 2.4777 | 2.1161 | 2.1659 | 4.5475 | 2.5042 | 2.9812 | 1.4501 | 1.3289 | 2.2699 | 1.3576 | 1.8633 | 2.9445 | 2.8076 | 2.5518 | 1.8862 | 1.9418 | 3.1354 | 1.6217 | 2.5165 | 1.2957 | 1.6493 | 1.2787 | 2.2015 | 1.7364 | 1.4121 | 2.2383 | 3.2334 | 2.7854 | 3.7649 | 1.6675 | 1.5597 | 2.1356 | 1.8745 | 1.9264 | 3.9056 | 2.1887 | 2.5644 | 1.1816 | 1.0846 | 1.8385 | 1.1098 | 1.4774 | 2.3721 | 2.2576 | 2.0465 | 1.5398 | 1.5646 | 2.5143 | 1.3075 | 2.0214 | 1.0676 | 1.3771 | 1.0409 | 1.7749 | 1.411 | 1.1829 | 1.8015 | 2.5943 | 2.235 | 2.9696 | 1.3638 | 1.2698 | 1.7018 | 1.5455 | 1.597 | 3.0865 | 1.7709 | 2.0443
747 | 0.96879 | 2.9388 | 1.1915 | 1.5645 | 1.0927 | 1.9579 | 1.4647 | 1.6644 | 1.4686 | 4.2396 | 1.8193 | 2.4546 | 1.9538 | 6.2012 | 2.5308 | 3.3218 | 1.839 | 1.6858 | 2.8572 | 1.741 | 2.4602 | 3.7702 | 3.7072 | 3.3541 | 2.4663 | 2.5306 | 4.1383 | 2.1073 | 3.2993 | 1.6267 | 2.0733 | 1.6521 | 2.8684 | 2.2374 | 1.7319 | 2.9031 | 4.2497 | 3.6681 | 5.0781 | 2.1395 | 2.0077 | 2.8651 | 2.3929 | 2.4062 | 5.2475 | 2.8277 | 3.4444 | 1.6499 | 1.5113 | 2.6003 | 1.5441 | 2.1632 | 3.383 | 3.2321 | 2.945 | 2.1505 | 2.2282 | 3.6167 | 1.8629 | 2.9046 | 1.4632 | 1.8493 | 1.4633 | 2.532 | 1.9803 | 1.5787 | 2.5761 | 3.734 | 3.2179 | 4.4038 | 1.8969 | 1.7795 | 2.4825 | 2.12 | 2.1701 | 4.5567 | 2.5087 | 2.9872 | 1.453 | 1.3316 | 2.2745 | 1.3602 | 1.8671 | 2.9499 | 2.8134 | 2.5565 | 1.8899 | 1.9454 | 3.1421 | 1.6248 | 2.5217 | 1.2983 | 1.6525 | 1.2812 | 2.2059 | 1.7396 | 1.4149 | 2.2425 | 3.2396 | 2.7907 | 3.772 | 1.6708 | 1.5626 | 2.1398 | 1.8779 | 1.93 | 3.9136 | 2.1927 | 2.5697 | 1.184 | 1.0869 | 1.8422 | 1.112 | 1.4805 | 2.3765 | 2.2623 | 2.0503 | 1.5429 | 1.5675 | 2.5197 | 1.31 | 2.0256 | 1.0698 | 1.3798 | 1.0429 | 1.7785 | 1.4136 | 1.1853 | 1.8048 | 2.5994 | 2.2392 | 2.9753 | 1.3665 | 1.2722 | 1.7051 | 1.5484 | 1.6001 | 3.093 | 1.7741 | 2.0485
748 | 0.97136 | 2.9435 | 1.1946 | 1.5686 | 1.0959 | 1.9622 | 1.4692 | 1.6696 | 1.4724 | 4.2464 | 1.8239 | 2.4606 | 1.9592 | 6.2108 | 2.5378 | 3.3312 | 1.8426 | 1.6891 | 2.8628 | 1.7444 | 2.4653 | 3.777 | 3.7148 | 3.3603 | 2.471 | 2.5351 | 4.147 | 2.1112 | 3.3061 | 1.6299 | 2.0773 | 1.6553 | 2.8742 | 2.2415 | 1.7352 | 2.9084 | 4.2578 | 3.6749 | 5.0874 | 2.1436 | 2.0115 | 2.8705 | 2.3973 | 2.4108 | 5.2579 | 2.8328 | 3.4513 | 1.6531 | 1.5144 | 2.6055 | 1.5471 | 2.1677 | 3.3892 | 3.2387 | 2.9505 | 2.1547 | 2.2322 | 3.6243 | 1.8665 | 2.9106 | 1.466 | 1.8528 | 1.4661 | 2.5371 | 1.984 | 1.5817 | 2.5809 | 3.7411 | 3.224 | 4.412 | 1.9006 | 1.7829 | 2.4872 | 2.1239 | 2.1742 | 4.5659 | 2.5132 | 2.9932 | 1.4558 | 1.3343 | 2.2791 | 1.3629 | 1.871 | 2.9552 | 2.8192 | 2.5613 | 1.8937 | 1.9489 | 3.1487 | 1.6279 | 2.5269 | 1.3008 | 1.6557 | 1.2836 | 2.2104 | 1.7429 | 1.4176 | 2.2466 | 3.2459 | 2.796 | 3.7791 | 1.674 | 1.5656 | 2.1439 | 1.8814 | 1.9337 | 3.9216 | 2.1967 | 2.5749 | 1.1863 | 1.0891 | 1.846 | 1.1141 | 1.4836 | 2.3808 | 2.2671 | 2.0542 | 1.546 | 1.5704 | 2.5251 | 1.3125 | 2.0298 | 1.0719 | 1.3825 | 1.0449 | 1.7821 | 1.4163 | 1.1876 | 1.8082 | 2.6044 | 2.2435 | 2.981 | 1.3692 | 1.2747 | 1.7084 | 1.5513 | 1.6031 | 3.0995 | 1.7774 | 2.0527
749 | 0.97393 | 2.9482 | 1.1978 | 1.5728 | 1.0991 | 1.9666 | 1.4738 | 1.6748 | 1.4762 | 4.2532 | 1.8284 | 2.4665 | 1.9646 | 6.2204 | 2.5449 | 3.3406 | 1.8462 | 1.6925 | 2.8685 | 1.7477 | 2.4703 | 3.7838 | 3.7223 | 3.3665 | 2.4758 | 2.5396 | 4.1557 | 2.1152 | 3.3129 | 1.6331 | 2.0813 | 1.6584 | 2.8799 | 2.2456 | 1.7386 | 2.9137 | 4.2659 | 3.6817 | 5.0967 | 2.1477 | 2.0153 | 2.876 | 2.4017 | 2.4153 | 5.2683 | 2.8378 | 3.4582 | 1.6563 | 1.5174 | 2.6106 | 1.55 | 2.1721 | 3.3953 | 3.2453 | 2.956 | 2.1589 | 2.2362 | 3.6319 | 1.87 | 2.9166 | 1.4689 | 1.8564 | 1.4689 | 2.5421 | 1.9876 | 1.5848 | 2.5856 | 3.7483 | 3.23 | 4.4202 | 1.9043 | 1.7863 | 2.492 | 2.1278 | 2.1783 | 4.5751 | 2.5177 | 2.9993 | 1.4587 | 1.337 | 2.2836 | 1.3655 | 1.8749 | 2.9606 | 2.825 | 2.5661 | 1.8974 | 1.9524 | 3.1554 | 1.631 | 2.5321 | 1.3034 | 1.6589 | 1.2861 | 2.2148 | 1.7461 | 1.4204 | 2.2507 | 3.2521 | 2.8012 | 3.7862 | 1.6773 | 1.5686 | 2.148 | 1.8849 | 1.9374 | 3.9296 | 2.2006 | 2.5801 | 1.1886 | 1.0913 | 1.8497 | 1.1163 | 1.4867 | 2.3852 | 2.2718 | 2.0581 | 1.5491 | 1.5732 | 2.5305 | 1.3151 | 2.034 | 1.074 | 1.3852 | 1.047 | 1.7857 | 1.4189 | 1.1899 | 1.8116 | 2.6095 | 2.2477 | 2.9867 | 1.3719 | 1.2771 | 1.7117 | 1.5542 | 1.6062 | 3.1059 | 1.7807 | 2.0568
750 | 0.9765 | 2.9528 | 1.201 | 1.577 | 1.1023 | 1.971 | 1.4784 | 1.68 | 1.48 | 4.26 | 1.833 | 2.4725 | 1.97 | 6.23 | 2.552 | 3.35 | 1.8498 | 1.6959 | 2.8741 | 1.7511 | 2.4753 | 3.7905 | 3.7298 | 3.3727 | 2.4806 | 2.5442 | 4.1643 | 2.1192 | 3.3197 | 1.6363 | 2.0852 | 1.6615 | 2.8856 | 2.2497 | 1.7419 | 2.919 | 4.274 | 3.6885 | 5.1061 | 2.1518 | 2.0191 | 2.8814 | 2.406 | 2.4198 | 5.2788 | 2.8429 | 3.4651 | 1.6595 | 1.5205 | 2.6158 | 1.553 | 2.1765 | 3.4014 | 3.2519 | 2.9614 | 2.1631 | 2.2402 | 3.6396 | 1.8735 | 2.9225 | 1.4718 | 1.86 | 1.4717 | 2.5472 | 1.9913 | 1.5878 | 2.5903 | 3.7555 | 3.236 | 4.4284 | 1.9079 | 1.7897 | 2.4967 | 2.1317 | 2.1824 | 4.5843 | 2.5222 | 3.0053 | 1.4615 | 1.3397 | 2.2882 | 1.3681 | 1.8787 | 2.966 | 2.8308 | 2.5709 | 1.9011 | 1.9559 | 3.1621 | 1.6341 | 2.5373 | 1.306 | 1.6621 | 1.2885 | 2.2192 | 1.7493 | 1.4231 | 2.2549 | 3.2584 | 2.8065 | 3.7934 | 1.6805 | 1.5716 | 2.1521 | 1.8883 | 1.9411 | 3.9376 | 2.2046 | 2.5853 | 1.191 | 1.0935 | 1.8534 | 1.1184 | 1.4898 | 2.3896 | 2.2766 | 2.0619 | 1.5522 | 1.5761 | 2.5359 | 1.3176 | 2.0382 | 1.0761 | 1.3879 | 1.049 | 1.7893 | 1.4216 | 1.1922 | 1.8149 | 2.6145 | 2.252 | 2.9925 | 1.3746 | 1.2796 | 1.715 | 1.557 | 1.6093 | 3.1124 | 1.7839 | 2.061
751 | 0.97907 | 2.9575 | 1.2042 | 1.5812 | 1.1055 | 1.9754 | 1.483 | 1.6852 | 1.4838 | 4.2668 | 1.8376 | 2.4785 | 1.9754 | 6.2396 | 2.5591 | 3.3594 | 1.8533 | 1.6993 | 2.8798 | 1.7544 | 2.4803 | 3.7973 | 3.7374 | 3.3789 | 2.4854 | 2.5487 | 4.173 | 2.1231 | 3.3264 | 1.6395 | 2.0892 | 1.6646 | 2.8913 | 2.2538 | 1.7453 | 2.9243 | 4.2822 | 3.6953 | 5.1154 | 2.1559 | 2.0229 | 2.8869 | 2.4104 | 2.4244 | 5.2892 | 2.8479 | 3.472 | 1.6628 | 1.5235 | 2.621 | 1.556 | 2.1809 | 3.4076 | 3.2586 | 2.9669 | 2.1673 | 2.2442 | 3.6472 | 1.877 | 2.9285 | 1.4746 | 1.8635 | 1.4745 | 2.5522 | 1.9949 | 1.5909 | 2.595 | 3.7627 | 3.2421 | 4.4366 | 1.9116 | 1.793 | 2.5015 | 2.1356 | 2.1865 | 4.5935 | 2.5267 | 3.0114 | 1.4644 | 1.3424 | 2.2928 | 1.3707 | 1.8826 | 2.9713 | 2.8366 | 2.5756 | 1.9048 | 1.9594 | 3.1688 | 1.6372 | 2.5425 | 1.3085 | 1.6653 | 1.291 | 2.2237 | 1.7525 | 1.4259 | 2.259 | 3.2646 | 2.8117 | 3.8005 | 1.6838 | 1.5745 | 2.1563 | 1.8918 | 1.9447 | 3.9456 | 2.2086 | 2.5905 | 1.1933 | 1.0958 | 1.8572 | 1.1206 | 1.4929 | 2.3939 | 2.2813 | 2.0658 | 1.5553 | 1.5789 | 2.5413 | 1.3201 | 2.0423 | 1.0783 | 1.3906 | 1.051 | 1.7929 | 1.4242 | 1.1946 | 1.8183 | 2.6196 | 2.2562 | 2.9982 | 1.3773 | 1.282 | 1.7183 | 1.5599 | 1.6124 | 3.1189 | 1.7872 | 2.0652
752 | 0.98164 | 2.9622 | 1.2074 | 1.5854 | 1.1087 | 1.9798 | 1.4876 | 1.6904 | 1.4876 | 4.2736 | 1.8421 | 2.4844 | 1.9808 | 6.2492 | 2.5662 | 3.3688 | 1.8569 | 1.7027 | 2.8854 | 1.7578 | 2.4853 | 3.8041 | 3.7449 | 3.3851 | 2.4902 | 2.5532 | 4.1816 | 2.1271 | 3.3332 | 1.6427 | 2.0932 | 1.6678 | 2.897 | 2.2579 | 1.7486 | 2.9296 | 4.2903 | 3.7021 | 5.1248 | 2.16 | 2.0267 | 2.8924 | 2.4148 | 2.4289 | 5.2996 | 2.8529 | 3.4789 | 1.666 | 1.5265 | 2.6262 | 1.559 | 2.1854 | 3.4137 | 3.2652 | 2.9724 | 2.1716 | 2.2482 | 3.6548 | 1.8806 | 2.9344 | 1.4775 | 1.8671 | 1.4772 | 2.5573 | 1.9986 | 1.594 | 2.5997 | 3.7698 | 3.2481 | 4.4448 | 1.9153 | 1.7964 | 2.5063 | 2.1395 | 2.1906 | 4.6027 | 2.5312 | 3.0174 | 1.4672 | 1.3451 | 2.2973 | 1.3734 | 1.8864 | 2.9767 | 2.8424 | 2.5804 | 1.9086 | 1.9629 | 3.1754 | 1.6403 | 2.5476 | 1.3111 | 1.6685 | 1.2935 | 2.2281 | 1.7558 | 1.4287 | 2.2632 | 3.2709 | 2.817 | 3.8076 | 1.6871 | 1.5775 | 2.1604 | 1.8952 | 1.9484 | 3.9536 | 2.2126 | 2.5957 | 1.1956 | 1.098 | 1.8609 | 1.1228 | 1.496 | 2.3983 | 2.286 | 2.0696 | 1.5584 | 1.5818 | 2.5468 | 1.3226 | 2.0465 | 1.0804 | 1.3933 | 1.053 | 1.7965 | 1.4269 | 1.1969 | 1.8216 | 2.6247 | 2.2605 | 3.0039 | 1.38 | 1.2844 | 1.7216 | 1.5628 | 1.6155 | 3.1253 | 1.7904 | 2.0694
753 | 0.98421 | 2.9669 | 1.2105 | 1.5895 | 1.112 | 1.9841 | 1.4921 | 1.6956 | 1.4914 | 4.2804 | 1.8467 | 2.4903 | 1.9862 | 6.2588 | 2.5732 | 3.3782 | 1.8605 | 1.7061 | 2.8911 | 1.7611 | 2.4903 | 3.8109 | 3.7525 | 3.3913 | 2.495 | 2.5577 | 4.1903 | 2.1311 | 3.34 | 1.6459 | 2.0971 | 1.6709 | 2.9027 | 2.262 | 1.752 | 2.9348 | 4.2984 | 3.709 | 5.1341 | 2.1642 | 2.0305 | 2.8978 | 2.4192 | 2.4334 | 5.31 | 2.858 | 3.4859 | 1.6692 | 1.5296 | 2.6314 | 1.562 | 2.1898 | 3.4198 | 3.2718 | 2.9779 | 2.1758 | 2.2522 | 3.6624 | 1.8841 | 2.9404 | 1.4804 | 1.8706 | 1.48 | 2.5623 | 2.0022 | 1.597 | 2.6044 | 3.777 | 3.2541 | 4.4531 | 1.919 | 1.7998 | 2.511 | 2.1434 | 2.1947 | 4.6119 | 2.5358 | 3.0235 | 1.4701 | 1.3478 | 2.3019 | 1.376 | 1.8903 | 2.9821 | 2.8483 | 2.5852 | 1.9123 | 1.9665 | 3.1821 | 1.6434 | 2.5528 | 1.3136 | 1.6717 | 1.2959 | 2.2325 | 1.759 | 1.4314 | 2.2673 | 3.2771 | 2.8222 | 3.8147 | 1.6903 | 1.5805 | 2.1645 | 1.8987 | 1.9521 | 3.9617 | 2.2166 | 2.601 | 1.198 | 1.1002 | 1.8647 | 1.1249 | 1.4992 | 2.4027 | 2.2908 | 2.0735 | 1.5614 | 1.5846 | 2.5522 | 1.3251 | 2.0507 | 1.0825 | 1.396 | 1.055 | 1.8001 | 1.4295 | 1.1992 | 1.825 | 2.6297 | 2.2647 | 3.0096 | 1.3826 | 1.2869 | 1.725 | 1.5657 | 1.6186 | 3.1318 | 1.7937 | 2.0736
754 | 0.98678 | 2.9716 | 1.2137 | 1.5937 | 1.1152 | 1.9885 | 1.4967 | 1.7008 | 1.4952 | 4.2872 | 1.8512 | 2.4963 | 1.9916 | 6.2684 | 2.5803 | 3.3876 | 1.8641 | 1.7094 | 2.8967 | 1.7645 | 2.4954 | 3.8176 | 3.76 | 3.3975 | 2.4998 | 2.5623 | 4.199 | 2.1351 | 3.3468 | 1.649 | 2.1011 | 1.674 | 2.9084 | 2.2661 | 1.7553 | 2.9401 | 4.3065 | 3.7158 | 5.1434 | 2.1683 | 2.0343 | 2.9033 | 2.4235 | 2.4379 | 5.3205 | 2.863 | 3.4928 | 1.6724 | 1.5326 | 2.6365 | 1.5649 | 2.1942 | 3.4259 | 3.2784 | 2.9833 | 2.18 | 2.2562 | 3.6701 | 1.8876 | 2.9464 | 1.4833 | 1.8742 | 1.4828 | 2.5674 | 2.0059 | 1.6001 | 2.6092 | 3.7842 | 3.2601 | 4.4613 | 1.9226 | 1.8032 | 2.5158 | 2.1473 | 2.1988 | 4.6211 | 2.5403 | 3.0295 | 1.4729 | 1.3505 | 2.3065 | 1.3786 | 1.8942 | 2.9875 | 2.8541 | 2.59 | 1.916 | 1.97 | 3.1888 | 1.6465 | 2.558 | 1.3162 | 1.6749 | 1.2984 | 2.2369 | 1.7622 | 1.4342 | 2.2714 | 3.2834 | 2.8275 | 3.8219 | 1.6936 | 1.5835 | 2.1686 | 1.9022 | 1.9558 | 3.9697 | 2.2205 | 2.6062 | 1.2003 | 1.1024 | 1.8684 | 1.1271 | 1.5023 | 2.4071 | 2.2955 | 2.0774 | 1.5645 | 1.5875 | 2.5576 | 1.3277 | 2.0549 | 1.0846 | 1.3987 | 1.0571 | 1.8037 | 1.4322 | 1.2015 | 1.8284 | 2.6348 | 2.269 | 3.0154 | 1.3853 | 1.2893 | 1.7283 | 1.5686 | 1.6216 | 3.1383 | 1.797 | 2.0777
755 | 0.98935 | 2.9763 | 1.2169 | 1.5979 | 1.1184 | 1.9929 | 1.5013 | 1.706 | 1.499 | 4.294 | 1.8558 | 2.5023 | 1.997 | 6.278 | 2.5874 | 3.397 | 1.8677 | 1.7128 | 2.9024 | 1.7678 | 2.5004 | 3.8244 | 3.7676 | 3.4037 | 2.5046 | 2.5668 | 4.2076 | 2.139 | 3.3535 | 1.6522 | 2.105 | 1.6772 | 2.9141 | 2.2702 | 1.7587 | 2.9454 | 4.3146 | 3.7226 | 5.1528 | 2.1724 | 2.0381 | 2.9087 | 2.4279 | 2.4425 | 5.3309 | 2.8681 | 3.4997 | 1.6757 | 1.5357 | 2.6417 | 1.5679 | 2.1987 | 3.4321 | 3.2851 | 2.9888 | 2.1842 | 2.2602 | 3.6777 | 1.8912 | 2.9523 | 1.4861 | 1.8777 | 1.4856 | 2.5724 | 2.0095 | 1.6031 | 2.6139 | 3.7913 | 3.2662 | 4.4695 | 1.9263 | 1.8065 | 2.5205 | 2.1512 | 2.2029 | 4.6303 | 2.5448 | 3.0356 | 1.4758 | 1.3532 | 2.311 | 1.3813 | 1.898 | 2.9928 | 2.8599 | 2.5947 | 1.9198 | 1.9735 | 3.1954 | 1.6496 | 2.5632 | 1.3187 | 1.6781 | 1.3008 | 2.2414 | 1.7655 | 1.4369 | 2.2756 | 3.2896 | 2.8327 | 3.829 | 1.6968 | 1.5864 | 2.1728 | 1.9056 | 1.9594 | 3.9777 | 2.2245 | 2.6114 | 1.2027 | 1.1047 | 1.8722 | 1.1292 | 1.5054 | 2.4114 | 2.3003 | 2.0812 | 1.5676 | 1.5903 | 2.563 | 1.3302 | 2.0591 | 1.0868 | 1.4014 | 1.0591 | 1.8073 | 1.4348 | 1.2039 | 1.8317 | 2.6398 | 2.2732 | 3.0211 | 1.388 | 1.2918 | 1.7316 | 1.5714 | 1.6247 | 3.1447 | 1.8002 | 2.0819
756 | 0.99192 | 2.981 | 1.2201 | 1.6021 | 1.1216 | 1.9973 | 1.5059 | 1.7112 | 1.5028 | 4.3008 | 1.8604 | 2.5082 | 2.0024 | 6.2876 | 2.5945 | 3.4064 | 1.8713 | 1.7162 | 2.908 | 1.7712 | 2.5054 | 3.8312 | 3.7751 | 3.4099 | 2.5094 | 2.5713 | 4.2163 | 2.143 | 3.3603 | 1.6554 | 2.109 | 1.6803 | 2.9198 | 2.2743 | 1.762 | 2.9507 | 4.3227 | 3.7294 | 5.1621 | 2.1765 | 2.0419 | 2.9142 | 2.4323 | 2.447 | 5.3413 | 2.8731 | 3.5066 | 1.6789 | 1.5387 | 2.6469 | 1.5709 | 2.2031 | 3.4382 | 3.2917 | 2.9943 | 2.1884 | 2.2642 | 3.6853 | 1.8947 | 2.9583 | 1.489 | 1.8813 | 1.4884 | 2.5775 | 2.0132 | 1.6062 | 2.6186 | 3.7985 | 3.2722 | 4.4777 | 1.93 | 1.8099 | 2.5253 | 2.1551 | 2.207 | 4.6395 | 2.5493 | 3.0416 | 1.4786 | 1.3559 | 2.3156 | 1.3839 | 1.9019 | 2.9982 | 2.8657 | 2.5995 | 1.9235 | 1.977 | 3.2021 | 1.6527 | 2.5684 | 1.3213 | 1.6813 | 1.3033 | 2.2458 | 1.7687 | 1.4397 | 2.2797 | 3.2959 | 2.838 | 3.8361 | 1.7001 | 1.5894 | 2.1769 | 1.9091 | 1.9631 | 3.9857 | 2.2285 | 2.6166 | 1.205 | 1.1069 | 1.8759 | 1.1314 | 1.5085 | 2.4158 | 2.305 | 2.0851 | 1.5707 | 1.5932 | 2.5684 | 1.3327 | 2.0633 | 1.0889 | 1.4041 | 1.0611 | 1.8109 | 1.4375 | 1.2062 | 1.8351 | 2.6449 | 2.2775 | 3.0268 | 1.3907 | 1.2942 | 1.7349 | 1.5743 | 1.6278 | 3.1512 | 1.8035 | 2.0861
757 | 0.99449 | 2.9857 | 1.2233 | 1.6063 | 1.1248 | 2.0017 | 1.5104 | 1.7164 | 1.5066 | 4.3076 | 1.8649 | 2.5141 | 2.0078 | 6.2972 | 2.6016 | 3.4158 | 1.8749 | 1.7196 | 2.9136 | 1.7746 | 2.5104 | 3.838 | 3.7826 | 3.4161 | 2.5142 | 2.5758 | 4.225 | 2.147 | 3.3671 | 1.6586 | 2.113 | 1.6834 | 2.9255 | 2.2784 | 1.7653 | 2.956 | 4.3308 | 3.7362 | 5.1714 | 2.1806 | 2.0457 | 2.9197 | 2.4367 | 2.4515 | 5.3517 | 2.8781 | 3.5135 | 1.6821 | 1.5417 | 2.6521 | 1.5739 | 2.2075 | 3.4443 | 3.2983 | 2.9998 | 2.1926 | 2.2682 | 3.6929 | 1.8982 | 2.9643 | 1.4919 | 1.8849 | 1.4912 | 2.5826 | 2.0169 | 1.6093 | 2.6233 | 3.8057 | 3.2782 | 4.4859 | 1.9337 | 1.8133 | 2.5301 | 2.159 | 2.2111 | 4.6487 | 2.5538 | 3.0476 | 1.4815 | 1.3586 | 2.3202 | 1.3865 | 1.9058 | 3.0036 | 2.8715 | 2.6043 | 1.9272 | 1.9805 | 3.2088 | 1.6558 | 2.5736 | 1.3239 | 1.6845 | 1.3058 | 2.2502 | 1.7719 | 1.4425 | 2.2838 | 3.3022 | 2.8433 | 3.8432 | 1.7034 | 1.5924 | 2.181 | 1.9126 | 1.9668 | 3.9937 | 2.2325 | 2.6218 | 1.2073 | 1.1091 | 1.8796 | 1.1336 | 1.5116 | 2.4202 | 2.3097 | 2.089 | 1.5738 | 1.5961 | 2.5738 | 1.3352 | 2.0675 | 1.091 | 1.4068 | 1.0631 | 1.8145 | 1.4402 | 1.2085 | 1.8385 | 2.65 | 2.2818 | 3.0325 | 1.3934 | 1.2966 | 1.7382 | 1.5772 | 1.6309 | 3.1577 | 1.8068 | 2.0903
758 | 0.99706 | 2.9904 | 1.2264 | 1.6104 | 1.128 | 2.006 | 1.515 | 1.7216 | 1.5104 | 4.3144 | 1.8695 | 2.5201 | 2.0132 | 6.3068 | 2.6086 | 3.4252 | 1.8785 | 1.723 | 2.9193 | 1.7779 | 2.5154 | 3.8448 | 3.7902 | 3.4223 | 2.519 | 2.5804 | 4.2336 | 2.1509 | 3.3739 | 1.6618 | 2.1169 | 1.6866 | 2.9312 | 2.2825 | 1.7687 | 2.9613 | 4.3389 | 3.743 | 5.1808 | 2.1847 | 2.0495 | 2.9251 | 2.441 | 2.4561 | 5.3622 | 2.8832 | 3.5204 | 1.6853 | 1.5448 | 2.6573 | 1.5769 | 2.212 | 3.4505 | 3.3049 | 3.0052 | 2.1968 | 2.2722 | 3.7006 | 1.9018 | 2.9702 | 1.4947 | 1.8884 | 1.494 | 2.5876 | 2.0205 | 1.6123 | 2.628 | 3.8128 | 3.2843 | 4.4941 | 1.9374 | 1.8167 | 2.5348 | 2.1629 | 2.2152 | 4.6579 | 2.5583 | 3.0537 | 1.4843 | 1.3613 | 2.3247 | 1.3892 | 1.9096 | 3.0089 | 2.8773 | 2.6091 | 1.931 | 1.984 | 3.2154 | 1.6589 | 2.5788 | 1.3264 | 1.6877 | 1.3082 | 2.2547 | 1.7752 | 1.4452 | 2.288 | 3.3084 | 2.8485 | 3.8504 | 1.7066 | 1.5953 | 2.1851 | 1.916 | 1.9705 | 4.0017 | 2.2365 | 2.627 | 1.2097 | 1.1113 | 1.8834 | 1.1357 | 1.5147 | 2.4245 | 2.3145 | 2.0928 | 1.5769 | 1.5989 | 2.5792 | 1.3377 | 2.0717 | 1.0931 | 1.4095 | 1.0651 | 1.8181 | 1.4428 | 1.2109 | 1.8418 | 2.655 | 2.286 | 3.0382 | 1.3961 | 1.2991 | 1.7415 | 1.5801 | 1.634 | 3.1641 | 1.81 | 2.0945
759 | 0.99963 | 2.9951 | 1.2296 | 1.6146 | 1.1312 | 2.0104 | 1.5196 | 1.7268 | 1.5142 | 4.3212 | 1.874 | 2.5261 | 2.0186 | 6.3164 | 2.6157 | 3.4346 | 1.8821 | 1.7264 | 2.9249 | 1.7813 | 2.5204 | 3.8515 | 3.7977 | 3.4285 | 2.5238 | 2.5849 | 4.2423 | 2.1549 | 3.3806 | 1.665 | 2.1209 | 1.6897 | 2.9369 | 2.2866 | 1.772 | 2.9666 | 4.347 | 3.7499 | 5.1901 | 2.1888 | 2.0533 | 2.9306 | 2.4454 | 2.4606 | 5.3726 | 2.8882 | 3.5274 | 1.6886 | 1.5478 | 2.6624 | 1.5798 | 2.2164 | 3.4566 | 3.3116 | 3.0107 | 2.201 | 2.2762 | 3.7082 | 1.9053 | 2.9762 | 1.4976 | 1.892 | 1.4968 | 2.5927 | 2.0242 | 1.6154 | 2.6327 | 3.82 | 3.2903 | 4.5023 | 1.941 | 1.82 | 2.5396 | 2.1668 | 2.2193 | 4.6671 | 2.5628 | 3.0597 | 1.4872 | 1.364 | 2.3293 | 1.3918 | 1.9135 | 3.0143 | 2.8831 | 2.6138 | 1.9347 | 1.9876 | 3.2221 | 1.662 | 2.584 | 1.329 | 1.6909 | 1.3107 | 2.2591 | 1.7784 | 1.448 | 2.2921 | 3.3147 | 2.8538 | 3.8575 | 1.7099 | 1.5983 | 2.1893 | 1.9195 | 1.9741 | 4.0097 | 2.2404 | 2.6323 | 1.212 | 1.1136 | 1.8871 | 1.1379 | 1.5178 | 2.4289 | 2.3192 | 2.0967 | 1.58 | 1.6018 | 2.5846 | 1.3403 | 2.0759 | 1.0953 | 1.4122 | 1.0672 | 1.8217 | 1.4455 | 1.2132 | 1.8452 | 2.6601 | 2.2903 | 3.044 | 1.3988 | 1.3015 | 1.7448 | 1.5829 | 1.6371 | 3.1706 | 1.8133 | 2.0986
760 | 1.0022 | 2.9997 | 1.2328 | 1.6188 | 1.1344 | 2.0148 | 1.5242 | 1.732 | 1.518 | 4.328 | 1.8786 | 2.532 | 2.024 | 6.326 | 2.6228 | 3.444 | 1.8857 | 1.7297 | 2.9306 | 1.7846 | 2.5255 | 3.8583 | 3.8053 | 3.4347 | 2.5286 | 2.5894 | 4.251 | 2.1589 | 3.3874 | 1.6681 | 2.1248 | 1.6928 | 2.9426 | 2.2907 | 1.7754 | 2.9718 | 4.3551 | 3.7567 | 5.1994 | 2.193 | 2.0571 | 2.936 | 2.4498 | 2.4651 | 5.383 | 2.8933 | 3.5343 | 1.6918 | 1.5509 | 2.6676 | 1.5828 | 2.2208 | 3.4627 | 3.3182 | 3.0162 | 2.2052 | 2.2802 | 3.7158 | 1.9088 | 2.9822 | 1.5005 | 1.8955 | 1.4996 | 2.5977 | 2.0278 | 1.6184 | 2.6375 | 3.8272 | 3.2963 | 4.5106 | 1.9447 | 1.8234 | 2.5443 | 2.1707 | 2.2234 | 4.6763 | 2.5674 | 3.0658 | 1.49 | 1.3667 | 2.3339 | 1.3944 | 1.9174 | 3.0197 | 2.889 | 2.6186 | 1.9384 | 1.9911 | 3.2288 | 1.6651 | 2.5892 | 1.3315 | 1.6941 | 1.3131 | 2.2635 | 1.7816 | 1.4507 | 2.2962 | 3.3209 | 2.859 | 3.8646 | 1.7131 | 1.6013 | 2.1934 | 1.923 | 1.9778 | 4.0178 | 2.2444 | 2.6375 | 1.2144 | 1.1158 | 1.8909 | 1.14 | 1.521 | 2.4333 | 2.324 | 2.1006 | 1.583 | 1.6046 | 2.59 | 1.3428 | 2.0801 | 1.0974 | 1.4149 | 1.0692 | 1.8253 | 1.4481 | 1.2155 | 1.8486 | 2.6651 | 2.2945 | 3.0497 | 1.4014 | 1.304 | 1.7482 | 1.5858 | 1.6401 | 3.1771 | 1.8166 | 2.1028
761 | 1.0048 | 3.0044 | 1.236 | 1.623 | 1.1376 | 2.0192 | 1.5287 | 1.7372 | 1.5218 | 4.3348 | 1.8832 | 2.5379 | 2.0294 | 6.3356 | 2.6299 | 3.4534 | 1.8893 | 1.7331 | 2.9362 | 1.788 | 2.5305 | 3.8651 | 3.8128 | 3.4409 | 2.5334 | 2.5939 | 4.2596 | 2.1629 | 3.3942 | 1.6713 | 2.1288 | 1.696 | 2.9483 | 2.2948 | 1.7787 | 2.9771 | 4.3632 | 3.7635 | 5.2088 | 2.1971 | 2.0609 | 2.9415 | 2.4542 | 2.4696 | 5.3934 | 2.8983 | 3.5412 | 1.695 | 1.5539 | 2.6728 | 1.5858 | 2.2253 | 3.4688 | 3.3248 | 3.0217 | 2.2095 | 2.2842 | 3.7234 | 1.9124 | 2.9881 | 1.5034 | 1.8991 | 1.5023 | 2.6028 | 2.0315 | 1.6215 | 2.6422 | 3.8343 | 3.3023 | 4.5188 | 1.9484 | 1.8268 | 2.5491 | 2.1746 | 2.2275 | 4.6855 | 2.5719 | 3.0718 | 1.4929 | 1.3694 | 2.3384 | 1.3971 | 1.9212 | 3.0251 | 2.8948 | 2.6234 | 1.9422 | 1.9946 | 3.2354 | 1.6682 | 2.5943 | 1.3341 | 1.6973 | 1.3156 | 2.2679 | 1.7849 | 1.4535 | 2.3004 | 3.3272 | 2.8643 | 3.8717 | 1.7164 | 1.6043 | 2.1975 | 1.9264 | 1.9815 | 4.0258 | 2.2484 | 2.6427 | 1.2167 | 1.118 | 1.8946 | 1.1422 | 1.5241 | 2.4377 | 2.3287 | 2.1044 | 1.5861 | 1.6075 | 2.5955 | 1.3453 | 2.0843 | 1.0995 | 1.4176 | 1.0712 | 1.8289 | 1.4508 | 1.2178 | 1.8519 | 2.6702 | 2.2988 | 3.0554 | 1.4041 | 1.3064 | 1.7515 | 1.5887 | 1.6432 | 3.1835 | 1.8198 | 2.107
762 | 1.0073 | 3.0091 | 1.2392 | 1.6272 | 1.1408 | 2.0236 | 1.5333 | 1.7424 | 1.5256 | 4.3416 | 1.8877 | 2.5439 | 2.0348 | 6.3452 | 2.637 | 3.4628 | 1.8929 | 1.7365 | 2.9419 | 1.7913 | 2.5355 | 3.8719 | 3.8203 | 3.4471 | 2.5382 | 2.5985 | 4.2683 | 2.1668 | 3.401 | 1.6745 | 2.1328 | 1.6991 | 2.954 | 2.2989 | 1.7821 | 2.9824 | 4.3713 | 3.7703 | 5.2181 | 2.2012 | 2.0647 | 2.947 | 2.4585 | 2.4742 | 5.4039 | 2.9034 | 3.5481 | 1.6982 | 1.557 | 2.678 | 1.5888 | 2.2297 | 3.475 | 3.3314 | 3.0271 | 2.2137 | 2.2882 | 3.7311 | 1.9159 | 2.9941 | 1.5062 | 1.9027 | 1.5051 | 2.6078 | 2.0351 | 1.6246 | 2.6469 | 3.8415 | 3.3084 | 4.527 | 1.9521 | 1.8302 | 2.5538 | 2.1785 | 2.2316 | 4.6947 | 2.5764 | 3.0779 | 1.4957 | 1.3721 | 2.343 | 1.3997 | 1.9251 | 3.0304 | 2.9006 | 2.6282 | 1.9459 | 1.9981 | 3.2421 | 1.6713 | 2.5995 | 1.3367 | 1.7005 | 1.318 | 2.2724 | 1.7881 | 1.4562 | 2.3045 | 3.3334 | 2.8695 | 3.8789 | 1.7196 | 1.6072 | 2.2016 | 1.9299 | 1.9852 | 4.0338 | 2.2524 | 2.6479 | 1.219 | 1.1202 | 1.8983 | 1.1444 | 1.5272 | 2.442 | 2.3334 | 2.1083 | 1.5892 | 1.6103 | 2.6009 | 1.3478 | 2.0885 | 1.1016 | 1.4203 | 1.0732 | 1.8325 | 1.4534 | 1.2202 | 1.8553 | 2.6752 | 2.303 | 3.0611 | 1.4068 | 1.3088 | 1.7548 | 1.5916 | 1.6463 | 3.19 | 1.8231 | 2.1112
763 | 1.0099 | 3.0138 | 1.2423 | 1.6313 | 1.144 | 2.0279 | 1.5379 | 1.7476 | 1.5294 | 4.3484 | 1.8923 | 2.5498 | 2.0402 | 6.3548 | 2.644 | 3.4722 | 1.8964 | 1.7399 | 2.9475 | 1.7947 | 2.5405 | 3.8786 | 3.8279 | 3.4533 | 2.543 | 2.603 | 4.2769 | 2.1708 | 3.4077 | 1.6777 | 2.1367 | 1.7022 | 2.9597 | 2.303 | 1.7854 | 2.9877 | 4.3795 | 3.7771 | 5.2275 | 2.2053 | 2.0685 | 2.9524 | 2.4629 | 2.4787 | 5.4143 | 2.9084 | 3.555 | 1.7015 | 1.56 | 2.6832 | 1.5918 | 2.2341 | 3.4811 | 3.3381 | 3.0326 | 2.2179 | 2.2922 | 3.7387 | 1.9194 | 3 | 1.5091 | 1.9062 | 1.5079 | 2.6129 | 2.0388 | 1.6276 | 2.6516 | 3.8487 | 3.3144 | 4.5352 | 1.9557 | 1.8335 | 2.5586 | 2.1824 | 2.2357 | 4.7039 | 2.5809 | 3.0839 | 1.4986 | 1.3748 | 2.3476 | 1.4023 | 1.9289 | 3.0358 | 2.9064 | 2.6329 | 1.9496 | 2.0016 | 3.2488 | 1.6744 | 2.6047 | 1.3392 | 1.7037 | 1.3205 | 2.2768 | 1.7913 | 1.459 | 2.3087 | 3.3397 | 2.8748 | 3.886 | 1.7229 | 1.6102 | 2.2058 | 1.9333 | 1.9888 | 4.0418 | 2.2564 | 2.6531 | 1.2214 | 1.1225 | 1.9021 | 1.1465 | 1.5303 | 2.4464 | 2.3382 | 2.1121 | 1.5923 | 1.6132 | 2.6063 | 1.3503 | 2.0926 | 1.1038 | 1.423 | 1.0752 | 1.8361 | 1.4561 | 1.2225 | 1.8586 | 2.6803 | 2.3073 | 3.0669 | 1.4095 | 1.3113 | 1.7581 | 1.5944 | 1.6494 | 3.1965 | 1.8263 | 2.1154
764 | 1.0125 | 3.0185 | 1.2455 | 1.6355 | 1.1472 | 2.0323 | 1.5425 | 1.7528 | 1.5332 | 4.3552 | 1.8968 | 2.5558 | 2.0456 | 6.3644 | 2.6511 | 3.4816 | 1.9 | 1.7433 | 2.9532 | 1.798 | 2.5455 | 3.8854 | 3.8354 | 3.4595 | 2.5478 | 2.6075 | 4.2856 | 2.1748 | 3.4145 | 1.6809 | 2.1407 | 1.7053 | 2.9654 | 2.3071 | 1.7888 | 2.993 | 4.3876 | 3.7839 | 5.2368 | 2.2094 | 2.0723 | 2.9579 | 2.4673 | 2.4832 | 5.4247 | 2.9134 | 3.5619 | 1.7047 | 1.563 | 2.6883 | 1.5947 | 2.2385 | 3.4872 | 3.3447 | 3.0381 | 2.2221 | 2.2962 | 3.7463 | 1.9229 | 3.006 | 1.512 | 1.9098 | 1.5107 | 2.6179 | 2.0424 | 1.6307 | 2.6563 | 3.8559 | 3.3204 | 4.5434 | 1.9594 | 1.8369 | 2.5634 | 2.1863 | 2.2398 | 4.7131 | 2.5854 | 3.09 | 1.5014 | 1.3775 | 2.3521 | 1.4049 | 1.9328 | 3.0412 | 2.9122 | 2.6377 | 1.9533 | 2.0051 | 3.2555 | 1.6775 | 2.6099 | 1.3418 | 1.7069 | 1.323 | 2.2812 | 1.7945 | 1.4618 | 2.3128 | 3.3459 | 2.88 | 3.8931 | 1.7262 | 1.6132 | 2.2099 | 1.9368 | 1.9925 | 4.0498 | 2.2603 | 2.6583 | 1.2237 | 1.1247 | 1.9058 | 1.1487 | 1.5334 | 2.4508 | 2.3429 | 2.116 | 1.5954 | 1.616 | 2.6117 | 1.3529 | 2.0968 | 1.1059 | 1.4257 | 1.0773 | 1.8397 | 1.4587 | 1.2248 | 1.862 | 2.6854 | 2.3115 | 3.0726 | 1.4122 | 1.3137 | 1.7614 | 1.5973 | 1.6525 | 3.2029 | 1.8296 | 2.1195
765 | 1.0151 | 3.0232 | 1.2487 | 1.6397 | 1.1504 | 2.0367 | 1.547 | 1.758 | 1.537 | 4.362 | 1.9014 | 2.5617 | 2.051 | 6.374 | 2.6582 | 3.491 | 1.9036 | 1.7467 | 2.9588 | 1.8014 | 2.5505 | 3.8922 | 3.843 | 3.4657 | 2.5526 | 2.612 | 4.2943 | 2.1788 | 3.4213 | 1.6841 | 2.1446 | 1.7085 | 2.9711 | 2.3112 | 1.7921 | 2.9983 | 4.3957 | 3.7908 | 5.2461 | 2.2135 | 2.0761 | 2.9634 | 2.4717 | 2.4877 | 5.4351 | 2.9185 | 3.5689 | 1.7079 | 1.5661 | 2.6935 | 1.5977 | 2.243 | 3.4933 | 3.3513 | 3.0436 | 2.2263 | 2.3003 | 3.7539 | 1.9265 | 3.012 | 1.5149 | 1.9133 | 1.5135 | 2.623 | 2.0461 | 1.6337 | 2.661 | 3.863 | 3.3264 | 4.5516 | 1.9631 | 1.8403 | 2.5681 | 2.1902 | 2.244 | 4.7223 | 2.5899 | 3.096 | 1.5043 | 1.3802 | 2.3567 | 1.4076 | 1.9367 | 3.0466 | 2.918 | 2.6425 | 1.9571 | 2.0087 | 3.2621 | 1.6806 | 2.6151 | 1.3443 | 1.7101 | 1.3254 | 2.2856 | 1.7978 | 1.4645 | 2.3169 | 3.3522 | 2.8853 | 3.9002 | 1.7294 | 1.6161 | 2.214 | 1.9403 | 1.9962 | 4.0578 | 2.2643 | 2.6636 | 1.2261 | 1.1269 | 1.9096 | 1.1509 | 1.5365 | 2.4552 | 2.3476 | 2.1199 | 1.5985 | 1.6189 | 2.6171 | 1.3554 | 2.101 | 1.108 | 1.4284 | 1.0793 | 1.8433 | 1.4614 | 1.2272 | 1.8654 | 2.6904 | 2.3158 | 3.0783 | 1.4149 | 1.3161 | 1.7647 | 1.6002 | 1.6556 | 3.2094 | 1.8329 | 2.1237
766 | 1.0176 | 3.0279 | 1.2519 | 1.6439 | 1.1536 | 2.0411 | 1.5516 | 1.7632 | 1.5408 | 4.3688 | 1.906 | 2.5677 | 2.0564 | 6.3836 | 2.6653 | 3.5004 | 1.9072 | 1.75 | 2.9644 | 1.8048 | 2.5556 | 3.899 | 3.8505 | 3.4719 | 2.5573 | 2.6166 | 4.3029 | 2.1827 | 3.4281 | 1.6872 | 2.1486 | 1.7116 | 2.9769 | 2.3153 | 1.7954 | 3.0036 | 4.4038 | 3.7976 | 5.2555 | 2.2176 | 2.0799 | 2.9688 | 2.476 | 2.4923 | 5.4456 | 2.9235 | 3.5758 | 1.7111 | 1.5691 | 2.6987 | 1.6007 | 2.2474 | 3.4995 | 3.3579 | 3.049 | 2.2305 | 2.3043 | 3.7616 | 1.93 | 3.0179 | 1.5177 | 1.9169 | 1.5163 | 2.628 | 2.0498 | 1.6368 | 2.6658 | 3.8702 | 3.3325 | 4.5598 | 1.9668 | 1.8437 | 2.5729 | 2.1941 | 2.2481 | 4.7315 | 2.5944 | 3.102 | 1.5071 | 1.3829 | 2.3613 | 1.4102 | 1.9405 | 3.0519 | 2.9238 | 2.6473 | 1.9608 | 2.0122 | 3.2688 | 1.6837 | 2.6203 | 1.3469 | 1.7133 | 1.3279 | 2.2901 | 1.801 | 1.4673 | 2.3211 | 3.3584 | 2.8906 | 3.9074 | 1.7327 | 1.6191 | 2.2181 | 1.9437 | 1.9999 | 4.0658 | 2.2683 | 2.6688 | 1.2284 | 1.1291 | 1.9133 | 1.153 | 1.5396 | 2.4595 | 2.3524 | 2.1237 | 1.6016 | 1.6218 | 2.6225 | 1.3579 | 2.1052 | 1.1101 | 1.4311 | 1.0813 | 1.8469 | 1.464 | 1.2295 | 1.8687 | 2.6955 | 2.32 | 3.084 | 1.4176 | 1.3186 | 1.768 | 1.6031 | 1.6586 | 3.2159 | 1.8361 | 2.1279
767 | 1.0202 | 3.0326 | 1.2551 | 1.6481 | 1.1568 | 2.0455 | 1.5562 | 1.7684 | 1.5446 | 4.3756 | 1.9105 | 2.5736 | 2.0618 | 6.3932 | 2.6724 | 3.5098 | 1.9108 | 1.7534 | 2.9701 | 1.8081 | 2.5606 | 3.9058 | 3.8581 | 3.4781 | 2.5621 | 2.6211 | 4.3116 | 2.1867 | 3.4348 | 1.6904 | 2.1526 | 1.7147 | 2.9826 | 2.3194 | 1.7988 | 3.0088 | 4.4119 | 3.8044 | 5.2648 | 2.2218 | 2.0837 | 2.9743 | 2.4804 | 2.4968 | 5.456 | 2.9286 | 3.5827 | 1.7144 | 1.5722 | 2.7039 | 1.6037 | 2.2518 | 3.5056 | 3.3646 | 3.0545 | 2.2347 | 2.3083 | 3.7692 | 1.9335 | 3.0239 | 1.5206 | 1.9204 | 1.5191 | 2.6331 | 2.0534 | 1.6399 | 2.6705 | 3.8774 | 3.3385 | 4.5681 | 1.9705 | 1.847 | 2.5776 | 2.198 | 2.2522 | 4.7407 | 2.599 | 3.1081 | 1.51 | 1.3856 | 2.3658 | 1.4128 | 1.9444 | 3.0573 | 2.9297 | 2.652 | 1.9645 | 2.0157 | 3.2755 | 1.6868 | 2.6255 | 1.3494 | 1.7165 | 1.3303 | 2.2945 | 1.8042 | 1.47 | 2.3252 | 3.3647 | 2.8958 | 3.9145 | 1.7359 | 1.6221 | 2.2223 | 1.9472 | 2.0035 | 4.0739 | 2.2723 | 2.674 | 1.2307 | 1.1314 | 1.9171 | 1.1552 | 1.5428 | 2.4639 | 2.3571 | 2.1276 | 1.6046 | 1.6246 | 2.6279 | 1.3604 | 2.1094 | 1.1123 | 1.4338 | 1.0833 | 1.8505 | 1.4667 | 1.2318 | 1.8721 | 2.7005 | 2.3243 | 3.0897 | 1.4202 | 1.321 | 1.7714 | 1.6059 | 1.6617 | 3.2223 | 1.8394 | 2.1321
768 | 1.0228 | 3.0373 | 1.2582 | 1.6522 | 1.16 | 2.0498 | 1.5608 | 1.7736 | 1.5484 | 4.3824 | 1.9151 | 2.5796 | 2.0672 | 6.4028 | 2.6794 | 3.5192 | 1.9144 | 1.7568 | 2.9757 | 1.8115 | 2.5656 | 3.9125 | 3.8656 | 3.4843 | 2.5669 | 2.6256 | 4.3203 | 2.1907 | 3.4416 | 1.6936 | 2.1565 | 1.7179 | 2.9883 | 2.3235 | 1.8021 | 3.0141 | 4.42 | 3.8112 | 5.2741 | 2.2259 | 2.0875 | 2.9797 | 2.4848 | 2.5013 | 5.4664 | 2.9336 | 3.5896 | 1.7176 | 1.5752 | 2.7091 | 1.6067 | 2.2563 | 3.5117 | 3.3712 | 3.06 | 2.2389 | 2.3123 | 3.7768 | 1.9371 | 3.0299 | 1.5235 | 1.924 | 1.5219 | 2.6381 | 2.0571 | 1.6429 | 2.6752 | 3.8845 | 3.3445 | 4.5763 | 1.9741 | 1.8504 | 2.5824 | 2.2019 | 2.2563 | 4.7499 | 2.6035 | 3.1141 | 1.5128 | 1.3883 | 2.3704 | 1.4155 | 1.9483 | 3.0627 | 2.9355 | 2.6568 | 1.9683 | 2.0192 | 3.2821 | 1.6899 | 2.6307 | 1.352 | 1.7197 | 1.3328 | 2.2989 | 1.8075 | 1.4728 | 2.3293 | 3.3709 | 2.9011 | 3.9216 | 1.7392 | 1.6251 | 2.2264 | 1.9507 | 2.0072 | 4.0819 | 2.2763 | 2.6792 | 1.2331 | 1.1336 | 1.9208 | 1.1573 | 1.5459 | 2.4683 | 2.3619 | 2.1315 | 1.6077 | 1.6275 | 2.6333 | 1.3629 | 2.1136 | 1.1144 | 1.4365 | 1.0853 | 1.8541 | 1.4693 | 1.2341 | 1.8755 | 2.7056 | 2.3285 | 3.0955 | 1.4229 | 1.3235 | 1.7747 | 1.6088 | 1.6648 | 3.2288 | 1.8427 | 2.1363
769 | 1.0253 | 3.042 | 1.2614 | 1.6564 | 1.1638 | 2.0542 | 1.5653 | 1.7788 | 1.5522 | 4.3892 | 1.9196 | 2.5856 | 2.0726 | 6.4124 | 2.6865 | 3.5286 | 1.918 | 1.7602 | 2.9814 | 1.8148 | 2.5706 | 3.9193 | 3.8731 | 3.4905 | 2.5717 | 2.6301 | 4.3289 | 2.1946 | 3.4484 | 1.6968 | 2.1605 | 1.721 | 2.994 | 2.3276 | 1.8055 | 3.0194 | 4.4281 | 3.818 | 5.2835 | 2.23 | 2.0913 | 2.9852 | 2.4892 | 2.5059 | 5.4768 | 2.9386 | 3.5965 | 1.7208 | 1.5782 | 2.7142 | 1.6096 | 2.2607 | 3.5179 | 3.3778 | 3.0655 | 2.2431 | 2.3163 | 3.7844 | 1.9406 | 3.0358 | 1.5263 | 1.9276 | 1.5247 | 2.6432 | 2.0607 | 1.646 | 2.6799 | 3.8917 | 3.3506 | 4.5845 | 1.9778 | 1.8538 | 2.5872 | 2.2058 | 2.2604 | 4.7591 | 2.608 | 3.1202 | 1.5157 | 1.391 | 2.375 | 1.4181 | 1.9521 | 3.068 | 2.9413 | 2.6616 | 1.972 | 2.0227 | 3.2888 | 1.693 | 2.6359 | 1.3546 | 1.7229 | 1.3353 | 2.3034 | 1.8107 | 1.4756 | 2.3335 | 3.3772 | 2.9063 | 3.9287 | 1.7425 | 1.628 | 2.2305 | 1.9541 | 2.0109 | 4.0899 | 2.2802 | 2.6844 | 1.2354 | 1.1358 | 1.9245 | 1.1595 | 1.549 | 2.4726 | 2.3666 | 2.1353 | 1.6108 | 1.6303 | 2.6387 | 1.3655 | 2.1178 | 1.1165 | 1.4392 | 1.0874 | 1.8577 | 1.472 | 1.2365 | 1.8788 | 2.7107 | 2.3328 | 3.1012 | 1.4256 | 1.3259 | 1.778 | 1.6117 | 1.6679 | 3.2353 | 1.8459 | 2.1404
770 | 1.0279 | 3.0467 | 1.2646 | 1.6606 | 1.1676 | 2.0586 | 1.5699 | 1.784 | 1.556 | 4.396 | 1.9242 | 2.5915 | 2.078 | 6.422 | 2.6936 | 3.538 | 1.9216 | 1.7636 | 2.987 | 1.8182 | 2.5756 | 3.9261 | 3.8807 | 3.4967 | 2.5765 | 2.6347 | 4.3376 | 2.1986 | 3.4552 | 1.7 | 2.1645 | 1.7241 | 2.9997 | 2.3317 | 1.8088 | 3.0247 | 4.4362 | 3.8248 | 5.2928 | 2.2341 | 2.0951 | 2.9907 | 2.4935 | 2.5104 | 5.4873 | 2.9437 | 3.6034 | 1.724 | 1.5813 | 2.7194 | 1.6126 | 2.2651 | 3.524 | 3.3844 | 3.0709 | 2.2474 | 2.3203 | 3.7921 | 1.9441 | 3.0418 | 1.5292 | 1.9311 | 1.5274 | 2.6482 | 2.0644 | 1.6491 | 2.6846 | 3.8989 | 3.3566 | 4.5927 | 1.9815 | 1.8572 | 2.5919 | 2.2097 | 2.2645 | 4.7683 | 2.6125 | 3.1262 | 1.5185 | 1.3937 | 2.3795 | 1.4207 | 1.956 | 3.0734 | 2.9471 | 2.6664 | 1.9757 | 2.0262 | 3.2955 | 1.6961 | 2.641 | 1.3571 | 1.7261 | 1.3377 | 2.3078 | 1.8139 | 1.4783 | 2.3376 | 3.3834 | 2.9116 | 3.9359 | 1.7457 | 1.631 | 2.2346 | 1.9576 | 2.0146 | 4.0979 | 2.2842 | 2.6896 | 1.2377 | 1.138 | 1.9283 | 1.1617 | 1.5521 | 2.477 | 2.3713 | 2.1392 | 1.6139 | 1.6332 | 2.6442 | 1.368 | 2.122 | 1.1186 | 1.4419 | 1.0894 | 1.8613 | 1.4746 | 1.2388 | 1.8822 | 2.7157 | 2.337 | 3.1069 | 1.4283 | 1.3283 | 1.7813 | 1.6146 | 1.671 | 3.2417 | 1.8492 | 2.1446
771 | 1.0305 | 3.0513 | 1.2678 | 1.6648 | 1.1714 | 2.063 | 1.5745 | 1.7892 | 1.5598 | 4.4028 | 1.9288 | 2.5974 | 2.0834 | 6.4316 | 2.7007 | 3.5474 | 1.9252 | 1.767 | 2.9927 | 1.8215 | 2.5806 | 3.9329 | 3.8882 | 3.5029 | 2.5813 | 2.6392 | 4.3463 | 2.2026 | 3.4619 | 1.7032 | 2.1684 | 1.7273 | 3.0054 | 2.3358 | 1.8122 | 3.03 | 4.4443 | 3.8317 | 5.3021 | 2.2382 | 2.0989 | 2.9961 | 2.4979 | 2.5149 | 5.4977 | 2.9487 | 3.6104 | 1.7273 | 1.5843 | 2.7246 | 1.6156 | 2.2696 | 3.5301 | 3.3911 | 3.0764 | 2.2516 | 2.3243 | 3.7997 | 1.9477 | 3.0478 | 1.5321 | 1.9347 | 1.5302 | 2.6533 | 2.068 | 1.6521 | 2.6893 | 3.906 | 3.3626 | 4.6009 | 1.9852 | 1.8605 | 2.5967 | 2.2136 | 2.2686 | 4.7775 | 2.617 | 3.1323 | 1.5214 | 1.3964 | 2.3841 | 1.4234 | 1.9599 | 3.0788 | 2.9529 | 2.6711 | 1.9795 | 2.0298 | 3.3021 | 1.6992 | 2.6462 | 1.3597 | 1.7293 | 1.3402 | 2.3122 | 1.8172 | 1.4811 | 2.3417 | 3.3897 | 2.9168 | 3.943 | 1.749 | 1.634 | 2.2388 | 1.9611 | 2.0182 | 4.1059 | 2.2882 | 2.6949 | 1.2401 | 1.1403 | 1.932 | 1.1638 | 1.5552 | 2.4814 | 2.3761 | 2.1431 | 1.617 | 1.636 | 2.6496 | 1.3705 | 2.1262 | 1.1208 | 1.4446 | 1.0914 | 1.8649 | 1.4773 | 1.2411 | 1.8856 | 2.7208 | 2.3413 | 3.1126 | 1.431 | 1.3308 | 1.7846 | 1.6174 | 1.6741 | 3.2482 | 1.8525 | 2.1488
772 | 1.033 | 3.056 | 1.271 | 1.669 | 1.1752 | 2.0674 | 1.5791 | 1.7944 | 1.5636 | 4.4096 | 1.9333 | 2.6034 | 2.0888 | 6.4412 | 2.7078 | 3.5568 | 1.9288 | 1.7703 | 2.9983 | 1.8249 | 2.5857 | 3.9396 | 3.8958 | 3.5091 | 2.5861 | 2.6437 | 4.3549 | 2.2066 | 3.4687 | 1.7063 | 2.1724 | 1.7304 | 3.0111 | 2.3399 | 1.8155 | 3.0353 | 4.4524 | 3.8385 | 5.3115 | 2.2423 | 2.1027 | 3.0016 | 2.5023 | 2.5194 | 5.5081 | 2.9538 | 3.6173 | 1.7305 | 1.5874 | 2.7298 | 1.6186 | 2.274 | 3.5362 | 3.3977 | 3.0819 | 2.2558 | 2.3283 | 3.8073 | 1.9512 | 3.0537 | 1.535 | 1.9382 | 1.533 | 2.6583 | 2.0717 | 1.6552 | 2.6941 | 3.9132 | 3.3686 | 4.6091 | 1.9888 | 1.8639 | 2.6014 | 2.2175 | 2.2727 | 4.7867 | 2.6215 | 3.1383 | 1.5242 | 1.3991 | 2.3887 | 1.426 | 1.9637 | 3.0842 | 2.9587 | 2.6759 | 1.9832 | 2.0333 | 3.3088 | 1.7023 | 2.6514 | 1.3622 | 1.7325 | 1.3426 | 2.3166 | 1.8204 | 1.4838 | 2.3459 | 3.3959 | 2.9221 | 3.9501 | 1.7522 | 1.637 | 2.2429 | 1.9645 | 2.0219 | 4.1139 | 2.2922 | 2.7001 | 1.2424 | 1.1425 | 1.9358 | 1.166 | 1.5583 | 2.4858 | 2.3808 | 2.1469 | 1.6201 | 1.6389 | 2.655 | 1.373 | 2.1304 | 1.1229 | 1.4473 | 1.0934 | 1.8685 | 1.4799 | 1.2434 | 1.8889 | 2.7258 | 2.3455 | 3.1184 | 1.4337 | 1.3332 | 1.7879 | 1.6203 | 1.6771 | 3.2547 | 1.8557 | 2.153
773 | 1.0356 | 3.0607 | 1.2741 | 1.6731 | 1.179 | 2.0717 | 1.5836 | 1.7996 | 1.5674 | 4.4164 | 1.9379 | 2.6094 | 2.0942 | 6.4508 | 2.7148 | 3.5662 | 1.9324 | 1.7737 | 3.004 | 1.8282 | 2.5907 | 3.9464 | 3.9033 | 3.5153 | 2.5909 | 2.6482 | 4.3636 | 2.2105 | 3.4755 | 1.7095 | 2.1763 | 1.7335 | 3.0168 | 2.344 | 1.8189 | 3.0406 | 4.4605 | 3.8453 | 5.3208 | 2.2464 | 2.1065 | 3.007 | 2.5067 | 2.524 | 5.5185 | 2.9588 | 3.6242 | 1.7337 | 1.5904 | 2.735 | 1.6216 | 2.2784 | 3.5424 | 3.4043 | 3.0874 | 2.26 | 2.3323 | 3.8149 | 1.9547 | 3.0597 | 1.5378 | 1.9418 | 1.5358 | 2.6634 | 2.0753 | 1.6582 | 2.6988 | 3.9204 | 3.3747 | 4.6173 | 1.9925 | 1.8673 | 2.6062 | 2.2214 | 2.2768 | 4.7959 | 2.626 | 3.1444 | 1.5271 | 1.4018 | 2.3932 | 1.4286 | 1.9676 | 3.0895 | 2.9645 | 2.6807 | 1.9869 | 2.0368 | 3.3155 | 1.7054 | 2.6566 | 1.3648 | 1.7357 | 1.3451 | 2.3211 | 1.8236 | 1.4866 | 2.35 | 3.4022 | 2.9273 | 3.9572 | 1.7555 | 1.6399 | 2.247 | 1.968 | 2.0256 | 4.1219 | 2.2962 | 2.7053 | 1.2448 | 1.1447 | 1.9395 | 1.1681 | 1.5614 | 2.4901 | 2.3856 | 2.1508 | 1.6232 | 1.6417 | 2.6604 | 1.3755 | 2.1346 | 1.125 | 1.45 | 1.0954 | 1.8721 | 1.4826 | 1.2458 | 1.8923 | 2.7309 | 2.3498 | 3.1241 | 1.4364 | 1.3357 | 1.7912 | 1.6232 | 1.6802 | 3.2611 | 1.859 | 2.1572
774 | 1.0382 | 3.0654 | 1.2773 | 1.6773 | 1.1828 | 2.0761 | 1.5882 | 1.8048 | 1.5712 | 4.4232 | 1.9424 | 2.6153 | 2.0996 | 6.4604 | 2.7219 | 3.5756 | 1.936 | 1.7771 | 3.0096 | 1.8316 | 2.5957 | 3.9532 | 3.9108 | 3.5215 | 2.5957 | 2.6528 | 4.3723 | 2.2145 | 3.4823 | 1.7127 | 2.1803 | 1.7366 | 3.0225 | 2.348 | 1.8222 | 3.0458 | 4.4686 | 3.8521 | 5.3302 | 2.2505 | 2.1103 | 3.0125 | 2.511 | 2.5285 | 5.529 | 2.9639 | 3.6311 | 1.7369 | 1.5935 | 2.7402 | 1.6245 | 2.2828 | 3.5485 | 3.4109 | 3.0928 | 2.2642 | 2.3363 | 3.8226 | 1.9583 | 3.0656 | 1.5407 | 1.9454 | 1.5386 | 2.6684 | 2.079 | 1.6613 | 2.7035 | 3.9275 | 3.3807 | 4.6256 | 1.9962 | 1.8707 | 2.6109 | 2.2253 | 2.2809 | 4.8051 | 2.6305 | 3.1504 | 1.5299 | 1.4044 | 2.3978 | 1.4313 | 1.9715 | 3.0949 | 2.9703 | 2.6855 | 1.9907 | 2.0403 | 3.3221 | 1.7084 | 2.6618 | 1.3674 | 1.7389 | 1.3475 | 2.3255 | 1.8269 | 1.4893 | 2.3541 | 3.4084 | 2.9326 | 3.9644 | 1.7587 | 1.6429 | 2.2511 | 1.9715 | 2.0293 | 4.13 | 2.3001 | 2.7105 | 1.2471 | 1.1469 | 1.9432 | 1.1703 | 1.5645 | 2.4945 | 2.3903 | 2.1546 | 1.6263 | 1.6446 | 2.6658 | 1.378 | 2.1388 | 1.1271 | 1.4527 | 1.0974 | 1.8758 | 1.4853 | 1.2481 | 1.8957 | 2.7359 | 2.3541 | 3.1298 | 1.439 | 1.3381 | 1.7946 | 1.6261 | 1.6833 | 3.2676 | 1.8622 | 2.1614
775 | 1.0408 | 3.0701 | 1.2805 | 1.6815 | 1.1866 | 2.0805 | 1.5928 | 1.81 | 1.575 | 4.43 | 1.947 | 2.6212 | 2.105 | 6.47 | 2.729 | 3.585 | 1.9395 | 1.7805 | 3.0152 | 1.835 | 2.6007 | 3.96 | 3.9184 | 3.5276 | 2.6005 | 2.6573 | 4.3809 | 2.2185 | 3.489 | 1.7159 | 2.1843 | 1.7398 | 3.0282 | 2.3521 | 1.8255 | 3.0511 | 4.4768 | 3.8589 | 5.3395 | 2.2547 | 2.114 | 3.018 | 2.5154 | 2.533 | 5.5394 | 2.9689 | 3.638 | 1.7402 | 1.5965 | 2.7453 | 1.6275 | 2.2873 | 3.5546 | 3.4176 | 3.0983 | 2.2684 | 2.3403 | 3.8302 | 1.9618 | 3.0716 | 1.5436 | 1.9489 | 1.5414 | 2.6735 | 2.0827 | 1.6644 | 2.7082 | 3.9347 | 3.3867 | 4.6338 | 1.9999 | 1.874 | 2.6157 | 2.2291 | 2.285 | 4.8142 | 2.6351 | 3.1564 | 1.5328 | 1.4071 | 2.4024 | 1.4339 | 1.9753 | 3.1003 | 2.9762 | 2.6902 | 1.9944 | 2.0438 | 3.3288 | 1.7115 | 2.667 | 1.3699 | 1.7422 | 1.35 | 2.3299 | 1.8301 | 1.4921 | 2.3583 | 3.4147 | 2.9379 | 3.9715 | 1.762 | 1.6459 | 2.2553 | 1.9749 | 2.0329 | 4.138 | 2.3041 | 2.7157 | 1.2494 | 1.1492 | 1.947 | 1.1725 | 1.5677 | 2.4989 | 2.395 | 2.1585 | 1.6293 | 1.6475 | 2.6712 | 1.3806 | 2.1429 | 1.1293 | 1.4555 | 1.0995 | 1.8794 | 1.4879 | 1.2504 | 1.899 | 2.741 | 2.3583 | 3.1355 | 1.4417 | 1.3405 | 1.7979 | 1.6289 | 1.6864 | 3.2741 | 1.8655 | 2.1655
776 | 1.0433 | 3.0748 | 1.2837 | 1.6857 | 1.1904 | 2.0849 | 1.5974 | 1.8152 | 1.5788 | 4.4368 | 1.9516 | 2.6272 | 2.1104 | 6.4796 | 2.7361 | 3.5944 | 1.9431 | 1.7839 | 3.0209 | 1.8383 | 2.6057 | 3.9668 | 3.9259 | 3.5338 | 2.6053 | 2.6618 | 4.3896 | 2.2224 | 3.4958 | 1.7191 | 2.1882 | 1.7429 | 3.0339 | 2.3562 | 1.8289 | 3.0564 | 4.4849 | 3.8657 | 5.3488 | 2.2588 | 2.1178 | 3.0234 | 2.5198 | 2.5376 | 5.5498 | 2.9739 | 3.6449 | 1.7434 | 1.5995 | 2.7505 | 1.6305 | 2.2917 | 3.5608 | 3.4242 | 3.1038 | 2.2726 | 2.3443 | 3.8378 | 1.9653 | 3.0776 | 1.5464 | 1.9525 | 1.5442 | 2.6786 | 2.0863 | 1.6674 | 2.7129 | 3.9419 | 3.3928 | 4.642 | 2.0036 | 1.8774 | 2.6205 | 2.233 | 2.2891 | 4.8234 | 2.6396 | 3.1625 | 1.5356 | 1.4098 | 2.4069 | 1.4365 | 1.9792 | 3.1056 | 2.982 | 2.695 | 1.9981 | 2.0473 | 3.3355 | 1.7146 | 2.6722 | 1.3725 | 1.7454 | 1.3525 | 2.3344 | 1.8333 | 1.4949 | 2.3624 | 3.421 | 2.9431 | 3.9786 | 1.7653 | 1.6488 | 2.2594 | 1.9784 | 2.0366 | 4.146 | 2.3081 | 2.7209 | 1.2518 | 1.1514 | 1.9507 | 1.1746 | 1.5708 | 2.5032 | 2.3998 | 2.1624 | 1.6324 | 1.6503 | 2.6766 | 1.3831 | 2.1471 | 1.1314 | 1.4582 | 1.1015 | 1.883 | 1.4906 | 1.2528 | 1.9024 | 2.7461 | 2.3626 | 3.1412 | 1.4444 | 1.343 | 1.8012 | 1.6318 | 1.6895 | 3.2805 | 1.8688 | 2.1697
777 | 1.0459 | 3.0795 | 1.2869 | 1.6899 | 1.1942 | 2.0893 | 1.602 | 1.8204 | 1.5826 | 4.4436 | 1.9561 | 2.6332 | 2.1158 | 6.4892 | 2.7432 | 3.6038 | 1.9467 | 1.7873 | 3.0265 | 1.8417 | 2.6107 | 3.9735 | 3.9335 | 3.54 | 2.6101 | 2.6663 | 4.3982 | 2.2264 | 3.5026 | 1.7223 | 2.1922 | 1.746 | 3.0396 | 2.3603 | 1.8322 | 3.0617 | 4.493 | 3.8726 | 5.3582 | 2.2629 | 2.1216 | 3.0289 | 2.5242 | 2.5421 | 5.5602 | 2.979 | 3.6519 | 1.7466 | 1.6026 | 2.7557 | 1.6335 | 2.2961 | 3.5669 | 3.4308 | 3.1093 | 2.2768 | 2.3483 | 3.8454 | 1.9688 | 3.0835 | 1.5493 | 1.956 | 1.547 | 2.6836 | 2.09 | 1.6705 | 2.7176 | 3.9491 | 3.3988 | 4.6502 | 2.0072 | 1.8808 | 2.6252 | 2.2369 | 2.2932 | 4.8326 | 2.6441 | 3.1685 | 1.5385 | 1.4125 | 2.4115 | 1.4391 | 1.983 | 3.111 | 2.9878 | 2.6998 | 2.0018 | 2.0509 | 3.3422 | 1.7177 | 2.6774 | 1.375 | 1.7486 | 1.3549 | 2.3388 | 1.8365 | 1.4976 | 2.3666 | 3.4272 | 2.9484 | 3.9857 | 1.7685 | 1.6518 | 2.2635 | 1.9818 | 2.0403 | 4.154 | 2.3121 | 2.7262 | 1.2541 | 1.1536 | 1.9545 | 1.1768 | 1.5739 | 2.5076 | 2.4045 | 2.1662 | 1.6355 | 1.6532 | 2.682 | 1.3856 | 2.1513 | 1.1335 | 1.4609 | 1.1035 | 1.8866 | 1.4932 | 1.2551 | 1.9057 | 2.7511 | 2.3668 | 3.147 | 1.4471 | 1.3454 | 1.8045 | 1.6347 | 1.6926 | 3.287 | 1.872 | 2.1739
778 | 1.0485 | 3.0842 | 1.29 | 1.694 | 1.198 | 2.0936 | 1.6065 | 1.8256 | 1.5864 | 4.4504 | 1.9607 | 2.6391 | 2.1212 | 6.4988 | 2.7502 | 3.6132 | 1.9503 | 1.7906 | 3.0322 | 1.845 | 2.6158 | 3.9803 | 3.941 | 3.5462 | 2.6149 | 2.6709 | 4.4069 | 2.2304 | 3.5094 | 1.7254 | 2.1961 | 1.7492 | 3.0453 | 2.3644 | 1.8356 | 3.067 | 4.5011 | 3.8794 | 5.3675 | 2.267 | 2.1254 | 3.0343 | 2.5285 | 2.5466 | 5.5707 | 2.984 | 3.6588 | 1.7498 | 1.6056 | 2.7609 | 1.6365 | 2.3006 | 3.573 | 3.4374 | 3.1147 | 2.281 | 2.3523 | 3.8531 | 1.9724 | 3.0895 | 1.5522 | 1.9596 | 1.5498 | 2.6887 | 2.0936 | 1.6735 | 2.7224 | 3.9562 | 3.4048 | 4.6584 | 2.0109 | 1.8842 | 2.63 | 2.2408 | 2.2973 | 4.8418 | 2.6486 | 3.1746 | 1.5413 | 1.4152 | 2.4161 | 1.4418 | 1.9869 | 3.1164 | 2.9936 | 2.7046 | 2.0056 | 2.0544 | 3.3488 | 1.7208 | 2.6826 | 1.3776 | 1.7518 | 1.3574 | 2.3432 | 1.8398 | 1.5004 | 2.3707 | 3.4335 | 2.9536 | 3.9929 | 1.7718 | 1.6548 | 2.2676 | 1.9853 | 2.044 | 4.162 | 2.3161 | 2.7314 | 1.2565 | 1.1558 | 1.9582 | 1.1789 | 1.577 | 2.512 | 2.4093 | 2.1701 | 1.6386 | 1.656 | 2.6874 | 1.3881 | 2.1555 | 1.1356 | 1.4636 | 1.1055 | 1.8902 | 1.4959 | 1.2574 | 1.9091 | 2.7562 | 2.3711 | 3.1527 | 1.4498 | 1.3479 | 1.8078 | 1.6376 | 1.6956 | 3.2935 | 1.8753 | 2.1781
779 | 1.051 | 3.0889 | 1.2932 | 1.6982 | 1.2018 | 2.098 | 1.6111 | 1.8308 | 1.5902 | 4.4572 | 1.9652 | 2.645 | 2.1266 | 6.5084 | 2.7573 | 3.6226 | 1.9539 | 1.794 | 3.0378 | 1.8484 | 2.6208 | 3.9871 | 3.9486 | 3.5524 | 2.6197 | 2.6754 | 4.4156 | 2.2344 | 3.5161 | 1.7286 | 2.2001 | 1.7523 | 3.051 | 2.3685 | 1.8389 | 3.0723 | 4.5092 | 3.8862 | 5.3768 | 2.2711 | 2.1292 | 3.0398 | 2.5329 | 2.5511 | 5.5811 | 2.9891 | 3.6657 | 1.7531 | 1.6087 | 2.7661 | 1.6395 | 2.305 | 3.5791 | 3.4441 | 3.1202 | 2.2853 | 2.3563 | 3.8607 | 1.9759 | 3.0955 | 1.5551 | 1.9631 | 1.5525 | 2.6937 | 2.0973 | 1.6766 | 2.7271 | 3.9634 | 3.4108 | 4.6666 | 2.0146 | 1.8875 | 2.6347 | 2.2447 | 2.3014 | 4.851 | 2.6531 | 3.1806 | 1.5442 | 1.4179 | 2.4206 | 1.4444 | 1.9908 | 3.1218 | 2.9994 | 2.7093 | 2.0093 | 2.0579 | 3.3555 | 1.7239 | 2.6877 | 1.3801 | 1.755 | 1.3598 | 2.3476 | 1.843 | 1.5031 | 2.3748 | 3.4397 | 2.9589 | 4 | 1.775 | 1.6578 | 2.2718 | 1.9888 | 2.0476 | 4.17 | 2.3201 | 2.7366 | 1.2588 | 1.1581 | 1.962 | 1.1811 | 1.5801 | 2.5164 | 2.414 | 2.174 | 1.6417 | 1.6589 | 2.6929 | 1.3906 | 2.1597 | 1.1378 | 1.4663 | 1.1075 | 1.8938 | 1.4985 | 1.2597 | 1.9125 | 2.7612 | 2.3753 | 3.1584 | 1.4525 | 1.3503 | 1.8111 | 1.6404 | 1.6987 | 3.2999 | 1.8786 | 2.1823
780 | 1.0536 | 3.0936 | 1.2964 | 1.7024 | 1.2056 | 2.1024 | 1.6157 | 1.836 | 1.594 | 4.464 | 1.9698 | 2.651 | 2.132 | 6.518 | 2.7644 | 3.632 | 1.9575 | 1.7974 | 3.0435 | 1.8517 | 2.6258 | 3.9939 | 3.9561 | 3.5586 | 2.6245 | 2.6799 | 4.4242 | 2.2383 | 3.5229 | 1.7318 | 2.2041 | 1.7554 | 3.0567 | 2.3726 | 1.8423 | 3.0776 | 4.5173 | 3.893 | 5.3862 | 2.2752 | 2.133 | 3.0453 | 2.5373 | 2.5557 | 5.5915 | 2.9941 | 3.6726 | 1.7563 | 1.6117 | 2.7712 | 1.6424 | 2.3094 | 3.5853 | 3.4507 | 3.1257 | 2.2895 | 2.3603 | 3.8683 | 1.9794 | 3.1014 | 1.5579 | 1.9667 | 1.5553 | 2.6988 | 2.1009 | 1.6797 | 2.7318 | 3.9706 | 3.4169 | 4.6748 | 2.0183 | 1.8909 | 2.6395 | 2.2486 | 2.3055 | 4.8602 | 2.6576 | 3.1867 | 1.547 | 1.4206 | 2.4252 | 1.447 | 1.9946 | 3.1271 | 3.0052 | 2.7141 | 2.013 | 2.0614 | 3.3622 | 1.727 | 2.6929 | 1.3827 | 1.7582 | 1.3623 | 2.3521 | 1.8462 | 1.5059 | 2.379 | 3.446 | 2.9641 | 4.0071 | 1.7783 | 1.6607 | 2.2759 | 1.9922 | 2.0513 | 4.178 | 2.324 | 2.7418 | 1.2611 | 1.1603 | 1.9657 | 1.1833 | 1.5832 | 2.5207 | 2.4187 | 2.1778 | 1.6448 | 1.6617 | 2.6983 | 1.3932 | 2.1639 | 1.1399 | 1.469 | 1.1096 | 1.8974 | 1.5012 | 1.2621 | 1.9158 | 2.7663 | 2.3796 | 3.1641 | 1.4552 | 1.3527 | 1.8144 | 1.6433 | 1.7018 | 3.3064 | 1.8818 | 2.1864
781 | 1.0562 | 3.0983 | 1.2996 | 1.7066 | 1.2094 | 2.1068 | 1.6203 | 1.8412 | 1.5978 | 4.4708 | 1.9744 | 2.657 | 2.1374 | 6.5276 | 2.7715 | 3.6414 | 1.9611 | 1.8008 | 3.0491 | 1.8551 | 2.6308 | 4.0006 | 3.9636 | 3.5648 | 2.6293 | 2.6844 | 4.4329 | 2.2423 | 3.5297 | 1.735 | 2.208 | 1.7586 | 3.0624 | 2.3767 | 1.8456 | 3.0829 | 4.5254 | 3.8998 | 5.3955 | 2.2793 | 2.1368 | 3.0507 | 2.5417 | 2.5602 | 5.6019 | 2.9991 | 3.6795 | 1.7595 | 1.6147 | 2.7764 | 1.6454 | 2.3139 | 3.5914 | 3.4573 | 3.1312 | 2.2937 | 2.3643 | 3.8759 | 1.983 | 3.1074 | 1.5608 | 1.9703 | 1.5581 | 2.7038 | 2.1046 | 1.6827 | 2.7365 | 3.9777 | 3.4229 | 4.683 | 2.0219 | 1.8943 | 2.6443 | 2.2525 | 2.3096 | 4.8694 | 2.6621 | 3.1927 | 1.5499 | 1.4233 | 2.4298 | 1.4497 | 1.9985 | 3.1325 | 3.011 | 2.7189 | 2.0168 | 2.0649 | 3.3688 | 1.7301 | 2.6981 | 1.3853 | 1.7614 | 1.3648 | 2.3565 | 1.8495 | 1.5087 | 2.3831 | 3.4522 | 2.9694 | 4.0142 | 1.7816 | 1.6637 | 2.28 | 1.9957 | 2.055 | 4.186 | 2.328 | 2.747 | 1.2635 | 1.1625 | 1.9694 | 1.1854 | 1.5863 | 2.5251 | 2.4235 | 2.1817 | 1.6479 | 1.6646 | 2.7037 | 1.3957 | 2.1681 | 1.142 | 1.4717 | 1.1116 | 1.901 | 1.5038 | 1.2644 | 1.9192 | 2.7714 | 2.3838 | 3.1699 | 1.4579 | 1.3552 | 1.8177 | 1.6462 | 1.7049 | 3.3129 | 1.8851 | 2.1906
782 | 1.0587 | 3.1029 | 1.3028 | 1.7108 | 1.2132 | 2.1112 | 1.6248 | 1.8464 | 1.6016 | 4.4776 | 1.9789 | 2.6629 | 2.1428 | 6.5372 | 2.7786 | 3.6508 | 1.9647 | 1.8042 | 3.0548 | 1.8584 | 2.6358 | 4.0074 | 3.9712 | 3.571 | 2.6341 | 2.689 | 4.4416 | 2.2463 | 3.5365 | 1.7382 | 2.212 | 1.7617 | 3.0681 | 2.3808 | 1.849 | 3.0881 | 4.5335 | 3.9066 | 5.4048 | 2.2835 | 2.1406 | 3.0562 | 2.546 | 2.5647 | 5.6124 | 3.0042 | 3.6864 | 1.7627 | 1.6178 | 2.7816 | 1.6484 | 2.3183 | 3.5975 | 3.4639 | 3.1366 | 2.2979 | 2.3683 | 3.8836 | 1.9865 | 3.1134 | 1.5637 | 1.9738 | 1.5609 | 2.7089 | 2.1082 | 1.6858 | 2.7412 | 3.9849 | 3.4289 | 4.6913 | 2.0256 | 1.8977 | 2.649 | 2.2564 | 2.3137 | 4.8786 | 2.6667 | 3.1988 | 1.5527 | 1.426 | 2.4343 | 1.4523 | 2.0024 | 3.1379 | 3.0169 | 2.7237 | 2.0205 | 2.0684 | 3.3755 | 1.7332 | 2.7033 | 1.3878 | 1.7646 | 1.3672 | 2.3609 | 1.8527 | 1.5114 | 2.3872 | 3.4585 | 2.9746 | 4.0214 | 1.7848 | 1.6667 | 2.2841 | 1.9992 | 2.0587 | 4.1941 | 2.332 | 2.7522 | 1.2658 | 1.1647 | 1.9732 | 1.1876 | 1.5895 | 2.5295 | 2.4282 | 2.1856 | 1.6509 | 1.6674 | 2.7091 | 1.3982 | 2.1723 | 1.1441 | 1.4744 | 1.1136 | 1.9046 | 1.5065 | 1.2667 | 1.9226 | 2.7764 | 2.3881 | 3.1756 | 1.4605 | 1.3576 | 1.8211 | 1.6491 | 1.708 | 3.3193 | 1.8884 | 2.1948
783 | 1.0613 | 3.1076 | 1.3059 | 1.7149 | 1.217 | 2.1155 | 1.6294 | 1.8516 | 1.6054 | 4.4844 | 1.9835 | 2.6688 | 2.1482 | 6.5468 | 2.7856 | 3.6602 | 1.9683 | 1.8076 | 3.0604 | 1.8618 | 2.6408 | 4.0142 | 3.9787 | 3.5772 | 2.6389 | 2.6935 | 4.4502 | 2.2503 | 3.5432 | 1.7414 | 2.2159 | 1.7648 | 3.0738 | 2.3849 | 1.8523 | 3.0934 | 4.5416 | 3.9135 | 5.4142 | 2.2876 | 2.1444 | 3.0617 | 2.5504 | 2.5692 | 5.6228 | 3.0092 | 3.6934 | 1.766 | 1.6208 | 2.7868 | 1.6514 | 2.3227 | 3.6036 | 3.4706 | 3.1421 | 2.3021 | 2.3724 | 3.8912 | 1.99 | 3.1193 | 1.5666 | 1.9774 | 1.5637 | 2.7139 | 2.1119 | 1.6888 | 2.7459 | 3.9921 | 3.4349 | 4.6995 | 2.0293 | 1.901 | 2.6538 | 2.2603 | 2.3179 | 4.8878 | 2.6712 | 3.2048 | 1.5556 | 1.4287 | 2.4389 | 1.4549 | 2.0062 | 3.1433 | 3.0227 | 2.7284 | 2.0242 | 2.072 | 3.3822 | 1.7363 | 2.7085 | 1.3904 | 1.7678 | 1.3697 | 2.3653 | 1.8559 | 1.5142 | 2.3914 | 3.4647 | 2.9799 | 4.0285 | 1.7881 | 1.6696 | 2.2883 | 2.0026 | 2.0623 | 4.2021 | 2.336 | 2.7575 | 1.2682 | 1.167 | 1.9769 | 1.1898 | 1.5926 | 2.5339 | 2.4329 | 2.1894 | 1.654 | 1.6703 | 2.7145 | 1.4007 | 2.1765 | 1.1463 | 1.4771 | 1.1156 | 1.9082 | 1.5091 | 1.2691 | 1.9259 | 2.7815 | 2.3923 | 3.1813 | 1.4632 | 1.36 | 1.8244 | 1.6519 | 1.7111 | 3.3258 | 1.8916 | 2.199
784 | 1.0639 | 3.1123 | 1.3091 | 1.7191 | 1.2208 | 2.1199 | 1.634 | 1.8568 | 1.6092 | 4.4912 | 1.988 | 2.6748 | 2.1536 | 6.5564 | 2.7927 | 3.6696 | 1.9719 | 1.8109 | 3.066 | 1.8652 | 2.6459 | 4.021 | 3.9863 | 3.5834 | 2.6436 | 2.698 | 4.4589 | 2.2542 | 3.55 | 1.7445 | 2.2199 | 1.768 | 3.0796 | 2.389 | 1.8556 | 3.0987 | 4.5497 | 3.9203 | 5.4235 | 2.2917 | 2.1482 | 3.0671 | 2.5548 | 2.5738 | 5.6332 | 3.0143 | 3.7003 | 1.7692 | 1.6239 | 2.792 | 1.6544 | 2.3272 | 3.6098 | 3.4772 | 3.1476 | 2.3063 | 2.3764 | 3.8988 | 1.9936 | 3.1253 | 1.5694 | 1.9809 | 1.5665 | 2.719 | 2.1156 | 1.6919 | 2.7507 | 3.9992 | 3.441 | 4.7077 | 2.033 | 1.9044 | 2.6585 | 2.2642 | 2.322 | 4.897 | 2.6757 | 3.2108 | 1.5584 | 1.4314 | 2.4435 | 1.4576 | 2.0101 | 3.1486 | 3.0285 | 2.7332 | 2.028 | 2.0755 | 3.3888 | 1.7394 | 2.7137 | 1.3929 | 1.771 | 1.3721 | 2.3698 | 1.8592 | 1.5169 | 2.3955 | 3.471 | 2.9852 | 4.0356 | 1.7913 | 1.6726 | 2.2924 | 2.0061 | 2.066 | 4.2101 | 2.34 | 2.7627 | 1.2705 | 1.1692 | 1.9807 | 1.1919 | 1.5957 | 2.5382 | 2.4377 | 2.1933 | 1.6571 | 1.6732 | 2.7199 | 1.4032 | 2.1807 | 1.1484 | 1.4798 | 1.1176 | 1.9118 | 1.5118 | 1.2714 | 1.9293 | 2.7865 | 2.3966 | 3.187 | 1.4659 | 1.3625 | 1.8277 | 1.6548 | 1.7141 | 3.3323 | 1.8949 | 2.2032
785 | 1.0664 | 3.117 | 1.3123 | 1.7233 | 1.2246 | 2.1243 | 1.6386 | 1.862 | 1.613 | 4.498 | 1.9926 | 2.6808 | 2.159 | 6.566 | 2.7998 | 3.679 | 1.9755 | 1.8143 | 3.0717 | 1.8685 | 2.6509 | 4.0278 | 3.9938 | 3.5896 | 2.6484 | 2.7025 | 4.4676 | 2.2582 | 3.5568 | 1.7477 | 2.2239 | 1.7711 | 3.0853 | 2.3931 | 1.859 | 3.104 | 4.5578 | 3.9271 | 5.4328 | 2.2958 | 2.152 | 3.0726 | 2.5592 | 2.5783 | 5.6436 | 3.0193 | 3.7072 | 1.7724 | 1.6269 | 2.7971 | 1.6573 | 2.3316 | 3.6159 | 3.4838 | 3.1531 | 2.3105 | 2.3804 | 3.9064 | 1.9971 | 3.1313 | 1.5723 | 1.9845 | 1.5693 | 2.724 | 2.1192 | 1.695 | 2.7554 | 4.0064 | 3.447 | 4.7159 | 2.0367 | 1.9078 | 2.6633 | 2.2681 | 2.3261 | 4.9062 | 2.6802 | 3.2169 | 1.5613 | 1.4341 | 2.448 | 1.4602 | 2.014 | 3.154 | 3.0343 | 2.738 | 2.0317 | 2.079 | 3.3955 | 1.7425 | 2.7189 | 1.3955 | 1.7742 | 1.3746 | 2.3742 | 1.8624 | 1.5197 | 2.3996 | 3.4772 | 2.9904 | 4.0427 | 1.7946 | 1.6756 | 2.2965 | 2.0096 | 2.0697 | 4.2181 | 2.3439 | 2.7679 | 1.2728 | 1.1714 | 1.9844 | 1.1941 | 1.5988 | 2.5426 | 2.4424 | 2.1972 | 1.6602 | 1.676 | 2.7253 | 1.4058 | 2.1849 | 1.1505 | 1.4825 | 1.1197 | 1.9154 | 1.5144 | 1.2737 | 1.9327 | 2.7916 | 2.4008 | 3.1927 | 1.4686 | 1.3649 | 1.831 | 1.6577 | 1.7172 | 3.3387 | 1.8982 | 2.2073
786 | 1.069 | 3.1217 | 1.3155 | 1.7275 | 1.2284 | 2.1287 | 1.6431 | 1.8672 | 1.6168 | 4.5048 | 1.9972 | 2.6867 | 2.1644 | 6.5756 | 2.8069 | 3.6884 | 1.9791 | 1.8177 | 3.0773 | 1.8719 | 2.6559 | 4.0345 | 4.0013 | 3.5958 | 2.6532 | 2.7071 | 4.4762 | 2.2622 | 3.5636 | 1.7509 | 2.2278 | 1.7742 | 3.091 | 2.3972 | 1.8623 | 3.1093 | 4.5659 | 3.9339 | 5.4422 | 2.2999 | 2.1558 | 3.078 | 2.5635 | 2.5828 | 5.6541 | 3.0244 | 3.7141 | 1.7756 | 1.63 | 2.8023 | 1.6603 | 2.336 | 3.622 | 3.4904 | 3.1585 | 2.3147 | 2.3844 | 3.9141 | 2.0006 | 3.1372 | 1.5752 | 1.9881 | 1.5721 | 2.7291 | 2.1229 | 1.698 | 2.7601 | 4.0136 | 3.453 | 4.7241 | 2.0403 | 1.9112 | 2.668 | 2.272 | 2.3302 | 4.9154 | 2.6847 | 3.2229 | 1.5641 | 1.4368 | 2.4526 | 1.4628 | 2.0178 | 3.1594 | 3.0401 | 2.7428 | 2.0354 | 2.0825 | 3.4022 | 1.7456 | 2.7241 | 1.3981 | 1.7774 | 1.377 | 2.3786 | 1.8656 | 1.5224 | 2.4038 | 3.4835 | 2.9957 | 4.0499 | 1.7978 | 1.6786 | 2.3006 | 2.013 | 2.0734 | 4.2261 | 2.3479 | 2.7731 | 1.2752 | 1.1736 | 1.9881 | 1.1962 | 1.6019 | 2.547 | 2.4472 | 2.201 | 1.6633 | 1.6789 | 2.7307 | 1.4083 | 2.1891 | 1.1526 | 1.4852 | 1.1217 | 1.919 | 1.5171 | 1.276 | 1.936 | 2.7966 | 2.4051 | 3.1985 | 1.4713 | 1.3674 | 1.8343 | 1.6606 | 1.7203 | 3.3452 | 1.9014 | 2.2115
787 | 1.0716 | 3.1264 | 1.3187 | 1.7317 | 1.2322 | 2.1331 | 1.6477 | 1.8724 | 1.6206 | 4.5116 | 2.0017 | 2.6926 | 2.1698 | 6.5852 | 2.814 | 3.6978 | 1.9826 | 1.8211 | 3.083 | 1.8752 | 2.6609 | 4.0413 | 4.0089 | 3.602 | 2.658 | 2.7116 | 4.4849 | 2.2661 | 3.5703 | 1.7541 | 2.2318 | 1.7773 | 3.0967 | 2.4013 | 1.8657 | 3.1146 | 4.5741 | 3.9407 | 5.4515 | 2.304 | 2.1596 | 3.0835 | 2.5679 | 2.5874 | 5.6645 | 3.0294 | 3.721 | 1.7789 | 1.633 | 2.8075 | 1.6633 | 2.3404 | 3.6282 | 3.4971 | 3.164 | 2.3189 | 2.3884 | 3.9217 | 2.0041 | 3.1432 | 1.578 | 1.9916 | 1.5749 | 2.7341 | 2.1265 | 1.7011 | 2.7648 | 4.0208 | 3.4591 | 4.7323 | 2.044 | 1.9145 | 2.6728 | 2.2759 | 2.3343 | 4.9246 | 2.6892 | 3.229 | 1.567 | 1.4395 | 2.4572 | 1.4654 | 2.0217 | 3.1647 | 3.0459 | 2.7475 | 2.0391 | 2.086 | 3.4089 | 1.7487 | 2.7293 | 1.4006 | 1.7806 | 1.3795 | 2.3831 | 1.8688 | 1.5252 | 2.4079 | 3.4897 | 3.0009 | 4.057 | 1.8011 | 1.6815 | 2.3048 | 2.0165 | 2.077 | 4.2341 | 2.3519 | 2.7783 | 1.2775 | 1.1759 | 1.9919 | 1.1984 | 1.605 | 2.5513 | 2.4519 | 2.2049 | 1.6664 | 1.6817 | 2.7361 | 1.4108 | 2.1932 | 1.1548 | 1.4879 | 1.1237 | 1.9226 | 1.5197 | 1.2784 | 1.9394 | 2.8017 | 2.4093 | 3.2042 | 1.474 | 1.3698 | 1.8376 | 1.6634 | 1.7234 | 3.3517 | 1.9047 | 2.2157
788 | 1.0742 | 3.1311 | 1.3218 | 1.7358 | 1.2359 | 2.1374 | 1.6523 | 1.8776 | 1.6244 | 4.5184 | 2.0063 | 2.6986 | 2.1752 | 6.5948 | 2.821 | 3.7072 | 1.9862 | 1.8245 | 3.0886 | 1.8786 | 2.6659 | 4.0481 | 4.0164 | 3.6082 | 2.6628 | 2.7161 | 4.4935 | 2.2701 | 3.5771 | 1.7573 | 2.2358 | 1.7805 | 3.1024 | 2.4054 | 1.869 | 3.1199 | 4.5822 | 3.9475 | 5.4609 | 2.3081 | 2.1634 | 3.089 | 2.5723 | 2.5919 | 5.6749 | 3.0344 | 3.7279 | 1.7821 | 1.636 | 2.8127 | 1.6663 | 2.3449 | 3.6343 | 3.5037 | 3.1695 | 2.3232 | 2.3924 | 3.9293 | 2.0077 | 3.1491 | 1.5809 | 1.9952 | 1.5776 | 2.7392 | 2.1302 | 1.7042 | 2.7695 | 4.0279 | 3.4651 | 4.7405 | 2.0477 | 1.9179 | 2.6776 | 2.2798 | 2.3384 | 4.9338 | 2.6937 | 3.235 | 1.5698 | 1.4422 | 2.4617 | 1.4681 | 2.0255 | 3.1701 | 3.0517 | 2.7523 | 2.0429 | 2.0895 | 3.4155 | 1.7518 | 2.7344 | 1.4032 | 1.7838 | 1.382 | 2.3875 | 1.8721 | 1.528 | 2.4121 | 3.496 | 3.0062 | 4.0641 | 1.8044 | 1.6845 | 2.3089 | 2.0199 | 2.0807 | 4.2421 | 2.3559 | 2.7835 | 1.2798 | 1.1781 | 1.9956 | 1.2006 | 1.6081 | 2.5557 | 2.4566 | 2.2087 | 1.6695 | 1.6846 | 2.7416 | 1.4133 | 2.1974 | 1.1569 | 1.4906 | 1.1257 | 1.9262 | 1.5224 | 1.2807 | 1.9427 | 2.8068 | 2.4136 | 3.2099 | 1.4767 | 1.3722 | 1.8409 | 1.6663 | 1.7265 | 3.3581 | 1.9079 | 2.2199
789 | 1.0767 | 3.1358 | 1.325 | 1.74 | 1.2397 | 2.1418 | 1.6569 | 1.8828 | 1.6282 | 4.5252 | 2.0108 | 2.7045 | 2.1806 | 6.6044 | 2.8281 | 3.7166 | 1.9898 | 1.8279 | 3.0943 | 1.8819 | 2.6709 | 4.0549 | 4.024 | 3.6144 | 2.6676 | 2.7206 | 4.5022 | 2.2741 | 3.5839 | 1.7605 | 2.2397 | 1.7836 | 3.1081 | 2.4095 | 1.8724 | 3.1251 | 4.5903 | 3.9544 | 5.4702 | 2.3123 | 2.1672 | 3.0944 | 2.5767 | 2.5964 | 5.6853 | 3.0395 | 3.7349 | 1.7853 | 1.6391 | 2.8179 | 1.6693 | 2.3493 | 3.6404 | 3.5103 | 3.175 | 2.3274 | 2.3964 | 3.9369 | 2.0112 | 3.1551 | 1.5838 | 1.9987 | 1.5804 | 2.7442 | 2.1338 | 1.7072 | 2.7742 | 4.0351 | 3.4711 | 4.7488 | 2.0514 | 1.9213 | 2.6823 | 2.2837 | 2.3425 | 4.943 | 2.6983 | 3.2411 | 1.5727 | 1.4449 | 2.4663 | 1.4707 | 2.0294 | 3.1755 | 3.0576 | 2.7571 | 2.0466 | 2.0931 | 3.4222 | 1.7549 | 2.7396 | 1.4057 | 1.787 | 1.3844 | 2.3919 | 1.8753 | 1.5307 | 2.4162 | 3.5022 | 3.0114 | 4.0712 | 1.8076 | 1.6875 | 2.313 | 2.0234 | 2.0844 | 4.2502 | 2.3599 | 2.7888 | 1.2822 | 1.1803 | 1.9994 | 1.2027 | 1.6113 | 2.5601 | 2.4614 | 2.2126 | 1.6725 | 1.6874 | 2.747 | 1.4158 | 2.2016 | 1.159 | 1.4933 | 1.1277 | 1.9298 | 1.525 | 1.283 | 1.9461 | 2.8118 | 2.4178 | 3.2156 | 1.4793 | 1.3747 | 1.8443 | 1.6692 | 1.7296 | 3.3646 | 1.9112 | 2.2241
790 | 1.0793 | 3.1405 | 1.3282 | 1.7442 | 1.2435 | 2.1462 | 1.6614 | 1.888 | 1.632 | 4.532 | 2.0154 | 2.7105 | 2.186 | 6.614 | 2.8352 | 3.726 | 1.9934 | 1.8312 | 3.0999 | 1.8853 | 2.676 | 4.0616 | 4.0315 | 3.6206 | 2.6724 | 2.7252 | 4.5109 | 2.2781 | 3.5907 | 1.7636 | 2.2437 | 1.7867 | 3.1138 | 2.4136 | 1.8757 | 3.1304 | 4.5984 | 3.9612 | 5.4795 | 2.3164 | 2.171 | 3.0999 | 2.581 | 2.6009 | 5.6958 | 3.0445 | 3.7418 | 1.7885 | 1.6421 | 2.823 | 1.6722 | 2.3537 | 3.6465 | 3.5169 | 3.1804 | 2.3316 | 2.4004 | 3.9446 | 2.0147 | 3.1611 | 1.5867 | 2.0023 | 1.5832 | 2.7493 | 2.1375 | 1.7103 | 2.779 | 4.0423 | 3.4771 | 4.757 | 2.055 | 1.9247 | 2.6871 | 2.2876 | 2.3466 | 4.9522 | 2.7028 | 3.2471 | 1.5755 | 1.4476 | 2.4709 | 1.4733 | 2.0333 | 3.1809 | 3.0634 | 2.7619 | 2.0503 | 2.0966 | 3.4289 | 1.758 | 2.7448 | 1.4083 | 1.7902 | 1.3869 | 2.3963 | 1.8785 | 1.5335 | 2.4203 | 3.5085 | 3.0167 | 4.0784 | 1.8109 | 1.6905 | 2.3171 | 2.0269 | 2.0881 | 4.2582 | 2.3638 | 2.794 | 1.2845 | 1.1825 | 2.0031 | 1.2049 | 1.6144 | 2.5645 | 2.4661 | 2.2165 | 1.6756 | 1.6903 | 2.7524 | 1.4184 | 2.2058 | 1.1611 | 1.496 | 1.1298 | 1.9334 | 1.5277 | 1.2853 | 1.9495 | 2.8169 | 2.4221 | 3.2214 | 1.482 | 1.3771 | 1.8476 | 1.6721 | 1.7326 | 3.3711 | 1.9145 | 2.2282
791 | 1.0819 | 3.1452 | 1.3314 | 1.7484 | 1.2473 | 2.1506 | 1.666 | 1.8932 | 1.6358 | 4.5388 | 2.02 | 2.7165 | 2.1914 | 6.6236 | 2.8423 | 3.7354 | 1.997 | 1.8346 | 3.1056 | 1.8886 | 2.681 | 4.0684 | 4.0391 | 3.6268 | 2.6772 | 2.7297 | 4.5195 | 2.282 | 3.5974 | 1.7668 | 2.2476 | 1.7899 | 3.1195 | 2.4177 | 1.8791 | 3.1357 | 4.6065 | 3.968 | 5.4889 | 2.3205 | 2.1748 | 3.1053 | 2.5854 | 2.6055 | 5.7062 | 3.0496 | 3.7487 | 1.7918 | 1.6452 | 2.8282 | 1.6752 | 2.3582 | 3.6527 | 3.5236 | 3.1859 | 2.3358 | 2.4044 | 3.9522 | 2.0183 | 3.167 | 1.5895 | 2.0058 | 1.586 | 2.7543 | 2.1411 | 1.7133 | 2.7837 | 4.0494 | 3.4832 | 4.7652 | 2.0587 | 1.928 | 2.6918 | 2.2915 | 2.3507 | 4.9614 | 2.7073 | 3.2532 | 1.5784 | 1.4503 | 2.4754 | 1.476 | 2.0371 | 3.1862 | 3.0692 | 2.7666 | 2.0541 | 2.1001 | 3.4355 | 1.7611 | 2.75 | 1.4108 | 1.7934 | 1.3893 | 2.4008 | 1.8818 | 1.5362 | 2.4245 | 3.5147 | 3.0219 | 4.0855 | 1.8141 | 1.6934 | 2.3213 | 2.0303 | 2.0917 | 4.2662 | 2.3678 | 2.7992 | 1.2869 | 1.1848 | 2.0069 | 1.207 | 1.6175 | 2.5688 | 2.4709 | 2.2203 | 1.6787 | 1.6931 | 2.7578 | 1.4209 | 2.21 | 1.1633 | 1.4987 | 1.1318 | 1.937 | 1.5303 | 1.2877 | 1.9528 | 2.8219 | 2.4263 | 3.2271 | 1.4847 | 1.3796 | 1.8509 | 1.6749 | 1.7357 | 3.3775 | 1.9177 | 2.2324
792 | 1.0844 | 3.1498 | 1.3346 | 1.7526 | 1.2511 | 2.155 | 1.6706 | 1.8984 | 1.6396 | 4.5456 | 2.0245 | 2.7224 | 2.1968 | 6.6332 | 2.8494 | 3.7448 | 2.0006 | 1.838 | 3.1112 | 1.892 | 2.686 | 4.0752 | 4.0466 | 3.633 | 2.682 | 2.7342 | 4.5282 | 2.286 | 3.6042 | 1.77 | 2.2516 | 1.793 | 3.1252 | 2.4218 | 1.8824 | 3.141 | 4.6146 | 3.9748 | 5.4982 | 2.3246 | 2.1786 | 3.1108 | 2.5898 | 2.61 | 5.7166 | 3.0546 | 3.7556 | 1.795 | 1.6482 | 2.8334 | 1.6782 | 2.3626 | 3.6588 | 3.5302 | 3.1914 | 2.34 | 2.4084 | 3.9598 | 2.0218 | 3.173 | 1.5924 | 2.0094 | 1.5888 | 2.7594 | 2.1448 | 1.7164 | 2.7884 | 4.0566 | 3.4892 | 4.7734 | 2.0624 | 1.9314 | 2.6966 | 2.2954 | 2.3548 | 4.9706 | 2.7118 | 3.2592 | 1.5812 | 1.453 | 2.48 | 1.4786 | 2.041 | 3.1916 | 3.075 | 2.7714 | 2.0578 | 2.1036 | 3.4422 | 1.7642 | 2.7552 | 1.4134 | 1.7966 | 1.3918 | 2.4052 | 1.885 | 1.539 | 2.4286 | 3.521 | 3.0272 | 4.0926 | 1.8174 | 1.6964 | 2.3254 | 2.0338 | 2.0954 | 4.2742 | 2.3718 | 2.8044 | 1.2892 | 1.187 | 2.0106 | 1.2092 | 1.6206 | 2.5732 | 2.4756 | 2.2242 | 1.6818 | 1.696 | 2.7632 | 1.4234 | 2.2142 | 1.1654 | 1.5014 | 1.1338 | 1.9406 | 1.533 | 1.29 | 1.9562 | 2.827 | 2.4306 | 3.2328 | 1.4874 | 1.382 | 1.8542 | 1.6778 | 1.7388 | 3.384 | 1.921 | 2.2366
793 | 1.087 | 3.1545 | 1.3377 | 1.7567 | 1.2549 | 2.1593 | 1.6752 | 1.9036 | 1.6434 | 4.5524 | 2.0291 | 2.7283 | 2.2022 | 6.6428 | 2.8564 | 3.7542 | 2.0042 | 1.8414 | 3.1168 | 1.8954 | 2.691 | 4.082 | 4.0541 | 3.6392 | 2.6868 | 2.7387 | 4.5369 | 2.29 | 3.611 | 1.7732 | 2.2556 | 1.7961 | 3.1309 | 2.4259 | 1.8857 | 3.1463 | 4.6227 | 3.9816 | 5.5075 | 2.3287 | 2.1824 | 3.1163 | 2.5942 | 2.6145 | 5.727 | 3.0596 | 3.7625 | 1.7982 | 1.6512 | 2.8386 | 1.6812 | 2.367 | 3.6649 | 3.5368 | 3.1969 | 2.3442 | 2.4124 | 3.9674 | 2.0253 | 3.179 | 1.5953 | 2.013 | 1.5916 | 2.7645 | 2.1485 | 1.7195 | 2.7931 | 4.0638 | 3.4952 | 4.7816 | 2.0661 | 1.9348 | 2.7014 | 2.2993 | 2.3589 | 4.9798 | 2.7163 | 3.2652 | 1.5841 | 1.4557 | 2.4846 | 1.4812 | 2.0449 | 3.197 | 3.0808 | 2.7762 | 2.0615 | 2.1071 | 3.4489 | 1.7673 | 2.7604 | 1.416 | 1.7998 | 1.3943 | 2.4096 | 1.8882 | 1.5418 | 2.4327 | 3.5273 | 3.0325 | 4.0997 | 1.8207 | 1.6994 | 2.3295 | 2.0373 | 2.0991 | 4.2822 | 2.3758 | 2.8096 | 1.2915 | 1.1892 | 2.0143 | 1.2114 | 1.6237 | 2.5776 | 2.4803 | 2.2281 | 1.6849 | 1.6989 | 2.7686 | 1.4259 | 2.2184 | 1.1675 | 1.5041 | 1.1358 | 1.9442 | 1.5357 | 1.2923 | 1.9596 | 2.8321 | 2.4349 | 3.2385 | 1.4901 | 1.3844 | 1.8575 | 1.6807 | 1.7419 | 3.3905 | 1.9243 | 2.2408
794 | 1.0896 | 3.1592 | 1.3409 | 1.7609 | 1.2587 | 2.1637 | 1.6797 | 1.9088 | 1.6472 | 4.5592 | 2.0336 | 2.7343 | 2.2076 | 6.6524 | 2.8635 | 3.7636 | 2.0078 | 1.8448 | 3.1225 | 1.8987 | 2.696 | 4.0888 | 4.0617 | 3.6454 | 2.6916 | 2.7433 | 4.5455 | 2.2939 | 3.6178 | 1.7764 | 2.2595 | 1.7993 | 3.1366 | 2.43 | 1.8891 | 3.1516 | 4.6308 | 3.9884 | 5.5169 | 2.3328 | 2.1862 | 3.1217 | 2.5985 | 2.6191 | 5.7375 | 3.0647 | 3.7694 | 1.8014 | 1.6543 | 2.8438 | 1.6842 | 2.3715 | 3.6711 | 3.5434 | 3.2023 | 2.3484 | 2.4164 | 3.9751 | 2.0289 | 3.1849 | 1.5981 | 2.0165 | 1.5944 | 2.7695 | 2.1521 | 1.7225 | 2.7978 | 4.0709 | 3.5013 | 4.7898 | 2.0698 | 1.9382 | 2.7061 | 2.3032 | 2.363 | 4.989 | 2.7208 | 3.2713 | 1.5869 | 1.4584 | 2.4891 | 1.4839 | 2.0487 | 3.2023 | 3.0866 | 2.781 | 2.0653 | 2.1106 | 3.4555 | 1.7704 | 2.7656 | 1.4185 | 1.803 | 1.3967 | 2.4141 | 1.8915 | 1.5445 | 2.4369 | 3.5335 | 3.0377 | 4.1069 | 1.8239 | 1.7023 | 2.3336 | 2.0407 | 2.1028 | 4.2902 | 2.3798 | 2.8148 | 1.2939 | 1.1914 | 2.0181 | 1.2135 | 1.6268 | 2.5819 | 2.4851 | 2.2319 | 1.688 | 1.7017 | 2.774 | 1.4284 | 2.2226 | 1.1696 | 1.5068 | 1.1378 | 1.9478 | 1.5383 | 1.2947 | 1.9629 | 2.8371 | 2.4391 | 3.2442 | 1.4928 | 1.3869 | 1.8608 | 1.6836 | 1.745 | 3.3969 | 1.9275 | 2.245
795 | 1.0921 | 3.1639 | 1.3441 | 1.7651 | 1.2625 | 2.1681 | 1.6843 | 1.914 | 1.651 | 4.566 | 2.0382 | 2.7403 | 2.213 | 6.662 | 2.8706 | 3.773 | 2.0114 | 1.8482 | 3.1281 | 1.9021 | 2.701 | 4.0955 | 4.0692 | 3.6516 | 2.6964 | 2.7478 | 4.5542 | 2.2979 | 3.6245 | 1.7796 | 2.2635 | 1.8024 | 3.1423 | 2.4341 | 1.8924 | 3.1569 | 4.6389 | 3.9953 | 5.5262 | 2.3369 | 2.19 | 3.1272 | 2.6029 | 2.6236 | 5.7479 | 3.0697 | 3.7764 | 1.8047 | 1.6573 | 2.8489 | 1.6871 | 2.3759 | 3.6772 | 3.5501 | 3.2078 | 2.3526 | 2.4204 | 3.9827 | 2.0324 | 3.1909 | 1.601 | 2.0201 | 1.5972 | 2.7746 | 2.1558 | 1.7256 | 2.8025 | 4.0781 | 3.5073 | 4.798 | 2.0734 | 1.9415 | 2.7109 | 2.3071 | 2.3671 | 4.9982 | 2.7253 | 3.2773 | 1.5898 | 1.4611 | 2.4937 | 1.4865 | 2.0526 | 3.2077 | 3.0924 | 2.7857 | 2.069 | 2.1142 | 3.4622 | 1.7735 | 2.7708 | 1.4211 | 1.8062 | 1.3992 | 2.4185 | 1.8947 | 1.5473 | 2.441 | 3.5398 | 3.043 | 4.114 | 1.8272 | 1.7053 | 2.3378 | 2.0442 | 2.1064 | 4.2982 | 2.3837 | 2.8201 | 1.2962 | 1.1937 | 2.0218 | 1.2157 | 1.6299 | 2.5863 | 2.4898 | 2.2358 | 1.6911 | 1.7046 | 2.7794 | 1.431 | 2.2268 | 1.1718 | 1.5095 | 1.1399 | 1.9514 | 1.541 | 1.297 | 1.9663 | 2.8422 | 2.4434 | 3.25 | 1.4955 | 1.3893 | 1.8641 | 1.6864 | 1.7481 | 3.4034 | 1.9308 | 2.2491
796 | 1.0947 | 3.1686 | 1.3473 | 1.7693 | 1.2663 | 2.1725 | 1.6889 | 1.9192 | 1.6548 | 4.5728 | 2.0428 | 2.7462 | 2.2184 | 6.6716 | 2.8777 | 3.7824 | 2.015 | 1.8515 | 3.1338 | 1.9054 | 2.7061 | 4.1023 | 4.0768 | 3.6578 | 2.7012 | 2.7523 | 4.5629 | 2.3019 | 3.6313 | 1.7827 | 2.2674 | 1.8055 | 3.148 | 2.4382 | 1.8958 | 3.1621 | 4.647 | 4.0021 | 5.5355 | 2.3411 | 2.1938 | 3.1326 | 2.6073 | 2.6281 | 5.7583 | 3.0748 | 3.7833 | 1.8079 | 1.6604 | 2.8541 | 1.6901 | 2.3803 | 3.6833 | 3.5567 | 3.2133 | 2.3568 | 2.4244 | 3.9903 | 2.0359 | 3.1969 | 1.6039 | 2.0236 | 1.6 | 2.7796 | 2.1594 | 1.7286 | 2.8073 | 4.0853 | 3.5133 | 4.8063 | 2.0771 | 1.9449 | 2.7156 | 2.311 | 2.3712 | 5.0074 | 2.7299 | 3.2834 | 1.5926 | 1.4638 | 2.4983 | 1.4891 | 2.0565 | 3.2131 | 3.0983 | 2.7905 | 2.0727 | 2.1177 | 3.4689 | 1.7766 | 2.776 | 1.4236 | 1.8094 | 1.4016 | 2.4229 | 1.8979 | 1.55 | 2.4451 | 3.546 | 3.0482 | 4.1211 | 1.8304 | 1.7083 | 2.3419 | 2.0477 | 2.1101 | 4.3063 | 2.3877 | 2.8253 | 1.2986 | 1.1959 | 2.0256 | 1.2178 | 1.6331 | 2.5907 | 2.4946 | 2.2397 | 1.6941 | 1.7074 | 2.7848 | 1.4335 | 2.231 | 1.1739 | 1.5122 | 1.1419 | 1.955 | 1.5436 | 1.2993 | 1.9697 | 2.8472 | 2.4476 | 3.2557 | 1.4981 | 1.3918 | 1.8675 | 1.6893 | 1.7511 | 3.4099 | 1.9341 | 2.2533
797 | 1.0973 | 3.1733 | 1.3505 | 1.7735 | 1.2701 | 2.1769 | 1.6935 | 1.9244 | 1.6586 | 4.5796 | 2.0473 | 2.7521 | 2.2238 | 6.6812 | 2.8848 | 3.7918 | 2.0186 | 1.8549 | 3.1394 | 1.9088 | 2.7111 | 4.1091 | 4.0843 | 3.664 | 2.706 | 2.7568 | 4.5715 | 2.3059 | 3.6381 | 1.7859 | 2.2714 | 1.8087 | 3.1537 | 2.4423 | 1.8991 | 3.1674 | 4.6551 | 4.0089 | 5.5449 | 2.3452 | 2.1976 | 3.1381 | 2.6117 | 2.6326 | 5.7687 | 3.0798 | 3.7902 | 1.8111 | 1.6634 | 2.8593 | 1.6931 | 2.3848 | 3.6894 | 3.5633 | 3.2188 | 2.3611 | 2.4284 | 3.9979 | 2.0395 | 3.2028 | 1.6068 | 2.0272 | 1.6027 | 2.7847 | 2.1631 | 1.7317 | 2.812 | 4.0924 | 3.5193 | 4.8145 | 2.0808 | 1.9483 | 2.7204 | 2.3149 | 2.3753 | 5.0166 | 2.7344 | 3.2894 | 1.5955 | 1.4665 | 2.5028 | 1.4918 | 2.0603 | 3.2185 | 3.1041 | 2.7953 | 2.0765 | 2.1212 | 3.4755 | 1.7797 | 2.7811 | 1.4262 | 1.8126 | 1.4041 | 2.4273 | 1.9012 | 1.5528 | 2.4493 | 3.5523 | 3.0535 | 4.1282 | 1.8337 | 1.7113 | 2.346 | 2.0511 | 2.1138 | 4.3143 | 2.3917 | 2.8305 | 1.3009 | 1.1981 | 2.0293 | 1.22 | 1.6362 | 2.5951 | 2.4993 | 2.2435 | 1.6972 | 1.7103 | 2.7903 | 1.436 | 2.2352 | 1.176 | 1.5149 | 1.1439 | 1.9586 | 1.5463 | 1.3016 | 1.973 | 2.8523 | 2.4519 | 3.2614 | 1.5008 | 1.3942 | 1.8708 | 1.6922 | 1.7542 | 3.4163 | 1.9373 | 2.2575
798 | 1.0999 | 3.178 | 1.3536 | 1.7776 | 1.2739 | 2.1812 | 1.698 | 1.9296 | 1.6624 | 4.5864 | 2.0519 | 2.7581 | 2.2292 | 6.6908 | 2.8918 | 3.8012 | 2.0222 | 1.8583 | 3.1451 | 1.9121 | 2.7161 | 4.1159 | 4.0918 | 3.6702 | 2.7108 | 2.7614 | 4.5802 | 2.3098 | 3.6449 | 1.7891 | 2.2754 | 1.8118 | 3.1594 | 2.4464 | 1.9025 | 3.1727 | 4.6632 | 4.0157 | 5.5542 | 2.3493 | 2.2014 | 3.1436 | 2.616 | 2.6372 | 5.7792 | 3.0849 | 3.7971 | 1.8143 | 1.6665 | 2.8645 | 1.6961 | 2.3892 | 3.6956 | 3.5699 | 3.2242 | 2.3653 | 2.4324 | 4.0056 | 2.043 | 3.2088 | 1.6096 | 2.0308 | 1.6055 | 2.7897 | 2.1667 | 1.7348 | 2.8167 | 4.0996 | 3.5254 | 4.8227 | 2.0845 | 1.9517 | 2.7251 | 2.3188 | 2.3794 | 5.0258 | 2.7389 | 3.2955 | 1.5983 | 1.4692 | 2.5074 | 1.4944 | 2.0642 | 3.2238 | 3.1099 | 2.8001 | 2.0802 | 2.1247 | 3.4822 | 1.7828 | 2.7863 | 1.4288 | 1.8158 | 1.4065 | 2.4318 | 1.9044 | 1.5555 | 2.4534 | 3.5585 | 3.0587 | 4.1354 | 1.8369 | 1.7142 | 2.3501 | 2.0546 | 2.1175 | 4.3223 | 2.3957 | 2.8357 | 1.3032 | 1.2003 | 2.033 | 1.2222 | 1.6393 | 2.5994 | 2.504 | 2.2474 | 1.7003 | 1.7131 | 2.7957 | 1.4385 | 2.2394 | 1.1781 | 1.5176 | 1.1459 | 1.9622 | 1.5489 | 1.304 | 1.9764 | 2.8573 | 2.4561 | 3.2671 | 1.5035 | 1.3966 | 1.8741 | 1.6951 | 1.7573 | 3.4228 | 1.9406 | 2.2617
799 | 1.1024 | 3.1827 | 1.3568 | 1.7818 | 1.2777 | 2.1856 | 1.7026 | 1.9348 | 1.6662 | 4.5932 | 2.0564 | 2.7641 | 2.2346 | 6.7004 | 2.8989 | 3.8106 | 2.0257 | 1.8617 | 3.1507 | 1.9155 | 2.7211 | 4.1226 | 4.0994 | 3.6764 | 2.7156 | 2.7659 | 4.5888 | 2.3138 | 3.6516 | 1.7923 | 2.2793 | 1.8149 | 3.1651 | 2.4505 | 1.9058 | 3.178 | 4.6714 | 4.0225 | 5.5636 | 2.3534 | 2.2052 | 3.149 | 2.6204 | 2.6417 | 5.7896 | 3.0899 | 3.804 | 1.8176 | 1.6695 | 2.8697 | 1.6991 | 2.3936 | 3.7017 | 3.5766 | 3.2297 | 2.3695 | 2.4364 | 4.0132 | 2.0465 | 3.2147 | 1.6125 | 2.0343 | 1.6083 | 2.7948 | 2.1704 | 1.7378 | 2.8214 | 4.1068 | 3.5314 | 4.8309 | 2.0881 | 1.955 | 2.7299 | 2.3227 | 2.3835 | 5.035 | 2.7434 | 3.3015 | 1.6012 | 1.4719 | 2.512 | 1.497 | 2.068 | 3.2292 | 3.1157 | 2.8048 | 2.0839 | 2.1282 | 3.4889 | 1.7859 | 2.7915 | 1.4313 | 1.819 | 1.409 | 2.4362 | 1.9076 | 1.5583 | 2.4576 | 3.5648 | 3.064 | 4.1425 | 1.8402 | 1.7172 | 2.3543 | 2.058 | 2.1211 | 4.3303 | 2.3997 | 2.8409 | 1.3056 | 1.2026 | 2.0368 | 1.2243 | 1.6424 | 2.6038 | 2.5088 | 2.2512 | 1.7034 | 1.716 | 2.8011 | 1.441 | 2.2435 | 1.1803 | 1.5203 | 1.1479 | 1.9658 | 1.5516 | 1.3063 | 1.9797 | 2.8624 | 2.4604 | 3.2729 | 1.5062 | 1.3991 | 1.8774 | 1.6979 | 1.7604 | 3.4293 | 1.9438 | 2.2659
800 | 1.105 | 3.1874 | 1.36 | 1.786 | 1.2815 | 2.19 | 1.7072 | 1.94 | 1.67 | 4.6 | 2.061 | 2.77 | 2.24 | 6.71 | 2.906 | 3.82 | 2.0293 | 1.8651 | 3.1564 | 1.9188 | 2.7261 | 4.1294 | 4.1069 | 3.6826 | 2.7204 | 2.7704 | 4.5975 | 2.3178 | 3.6584 | 1.7955 | 2.2833 | 1.818 | 3.1708 | 2.4546 | 1.9092 | 3.1833 | 4.6795 | 4.0293 | 5.5729 | 2.3575 | 2.209 | 3.1545 | 2.6248 | 2.6462 | 5.8 | 3.0949 | 3.8109 | 1.8208 | 1.6725 | 2.8748 | 1.702 | 2.398 | 3.7078 | 3.5832 | 3.2352 | 2.3737 | 2.4404 | 4.0208 | 2.05 | 3.2207 | 1.6154 | 2.0379 | 1.6111 | 2.7998 | 2.174 | 1.7409 | 2.8261 | 4.114 | 3.5374 | 4.8391 | 2.0918 | 1.9584 | 2.7347 | 2.3266 | 2.3876 | 5.0442 | 2.7479 | 3.3076 | 1.604 | 1.4746 | 2.5165 | 1.4996 | 2.0719 | 3.2346 | 3.1215 | 2.8096 | 2.0876 | 2.1317 | 3.4956 | 1.789 | 2.7967 | 1.4339 | 1.8222 | 1.4115 | 2.4406 | 1.9108 | 1.5611 | 2.4617 | 3.571 | 3.0692 | 4.1496 | 1.8435 | 1.7202 | 2.3584 | 2.0615 | 2.1248 | 4.3383 | 2.4036 | 2.8461 | 1.3079 | 1.2048 | 2.0405 | 1.2265 | 1.6455 | 2.6082 | 2.5135 | 2.2551 | 1.7065 | 1.7188 | 2.8065 | 1.4436 | 2.2477 | 1.1824 | 1.523 | 1.15 | 1.9694 | 1.5542 | 1.3086 | 1.9831 | 2.8675 | 2.4646 | 3.2786 | 1.5089 | 1.4015 | 1.8807 | 1.7008 | 1.7635 | 3.4357 | 1.9471 | 2.27
801 | 1.1079 | 3.1925 | 1.3636 | 1.7908 | 1.2853 | 2.1953 | 1.7121 | 1.9456 | 1.6747 | 4.6075 | 2.0656 | 2.777 | 2.2465 | 6.7209 | 2.9142 | 3.8306 | 2.0339 | 1.8694 | 3.1637 | 1.9232 | 2.7322 | 4.1375 | 4.1165 | 3.6903 | 2.7266 | 2.7762 | 4.6084 | 2.3229 | 3.6671 | 1.7996 | 2.2885 | 1.8221 | 3.1782 | 2.4599 | 1.9136 | 3.1899 | 4.6896 | 4.0378 | 5.5843 | 2.3627 | 2.214 | 3.1616 | 2.6302 | 2.6521 | 5.8128 | 3.1011 | 3.8198 | 1.8249 | 1.6764 | 2.8815 | 1.706 | 2.4035 | 3.7152 | 3.5916 | 3.242 | 2.3791 | 2.4456 | 4.0304 | 2.0546 | 3.2284 | 1.6191 | 2.0426 | 1.6147 | 2.8063 | 2.1789 | 1.7449 | 2.832 | 4.1229 | 3.5449 | 4.8492 | 2.0965 | 1.9629 | 2.7408 | 2.3314 | 2.393 | 5.0556 | 2.7534 | 3.3153 | 1.6077 | 1.478 | 2.5224 | 1.5031 | 2.0766 | 3.241 | 3.1289 | 2.8155 | 2.0925 | 2.1362 | 3.5039 | 1.793 | 2.8034 | 1.4372 | 1.8264 | 1.4147 | 2.4463 | 1.9151 | 1.5647 | 2.4669 | 3.5788 | 3.0757 | 4.1584 | 1.8476 | 1.7241 | 2.3638 | 2.0658 | 2.1296 | 4.3483 | 2.4085 | 2.8528 | 1.3109 | 1.2077 | 2.0454 | 1.2293 | 1.6494 | 2.6134 | 2.5195 | 2.2599 | 1.7105 | 1.7225 | 2.8133 | 1.4468 | 2.2531 | 1.1852 | 1.5266 | 1.1526 | 1.974 | 1.5577 | 1.3117 | 1.9874 | 2.8738 | 2.4699 | 3.2857 | 1.5123 | 1.4047 | 1.885 | 1.7043 | 1.7675 | 3.4439 | 1.9511 | 2.2754
802 | 1.1109 | 3.1976 | 1.3672 | 1.7955 | 1.2891 | 2.2006 | 1.7171 | 1.9512 | 1.6794 | 4.615 | 2.0702 | 2.784 | 2.253 | 6.7318 | 2.9225 | 3.8412 | 2.0385 | 1.8736 | 3.1709 | 1.9276 | 2.7383 | 4.1457 | 4.1261 | 3.6979 | 2.7327 | 2.7821 | 4.6193 | 2.328 | 3.6759 | 1.8037 | 2.2937 | 1.8262 | 3.1855 | 2.4653 | 1.9179 | 3.1965 | 4.6998 | 4.0462 | 5.5957 | 2.3679 | 2.219 | 3.1686 | 2.6356 | 2.6581 | 5.8256 | 3.1072 | 3.8287 | 1.8291 | 1.6803 | 2.8882 | 1.7099 | 2.4089 | 3.7225 | 3.6 | 3.2488 | 2.3846 | 2.4507 | 4.04 | 2.0591 | 3.236 | 1.6228 | 2.0473 | 1.6184 | 2.8128 | 2.1837 | 1.7489 | 2.838 | 4.1319 | 3.5523 | 4.8593 | 2.1011 | 1.9673 | 2.747 | 2.3362 | 2.3984 | 5.0669 | 2.7589 | 3.3231 | 1.6113 | 1.4815 | 2.5283 | 1.5065 | 2.0814 | 3.2474 | 3.1363 | 2.8214 | 2.0973 | 2.1407 | 3.5123 | 1.7969 | 2.81 | 1.4405 | 1.8307 | 1.4179 | 2.452 | 1.9194 | 1.5683 | 2.4721 | 3.5866 | 3.0822 | 4.1672 | 1.8517 | 1.728 | 2.3691 | 2.0701 | 2.1344 | 4.3583 | 2.4134 | 2.8595 | 1.3139 | 1.2105 | 2.0502 | 1.2322 | 1.6532 | 2.6187 | 2.5256 | 2.2647 | 1.7145 | 1.7262 | 2.8201 | 1.45 | 2.2584 | 1.188 | 1.5302 | 1.1553 | 1.9787 | 1.5613 | 1.3148 | 1.9916 | 2.88 | 2.4751 | 3.2929 | 1.5157 | 1.408 | 1.8894 | 1.7079 | 1.7715 | 3.452 | 1.9551 | 2.2808
803 | 1.1138 | 3.2027 | 1.3709 | 1.8003 | 1.2929 | 2.2059 | 1.722 | 1.9568 | 1.6841 | 4.6225 | 2.0749 | 2.791 | 2.2595 | 6.7427 | 2.9307 | 3.8518 | 2.0431 | 1.8779 | 3.1782 | 1.932 | 2.7444 | 4.1538 | 4.1356 | 3.7056 | 2.7389 | 2.7879 | 4.6302 | 2.3331 | 3.6846 | 1.8078 | 2.2989 | 1.8302 | 3.1929 | 2.4707 | 1.9223 | 3.2032 | 4.7099 | 4.0546 | 5.6071 | 2.373 | 2.224 | 3.1757 | 2.641 | 2.664 | 5.8384 | 3.1133 | 3.8375 | 1.8332 | 1.6841 | 2.8949 | 1.7138 | 2.4143 | 3.7298 | 3.6084 | 3.2555 | 2.39 | 2.4559 | 4.0496 | 2.0637 | 3.2437 | 1.6266 | 2.052 | 1.622 | 2.8193 | 2.1885 | 1.753 | 2.8439 | 4.1408 | 3.5598 | 4.8694 | 2.1057 | 1.9718 | 2.7532 | 2.341 | 2.4037 | 5.0783 | 2.7644 | 3.3308 | 1.615 | 1.4849 | 2.5342 | 1.51 | 2.0861 | 3.2539 | 3.1437 | 2.8273 | 2.1022 | 2.1452 | 3.5207 | 1.8009 | 2.8166 | 1.4438 | 1.8349 | 1.4211 | 2.4577 | 1.9236 | 1.572 | 2.4773 | 3.5944 | 3.0887 | 4.1761 | 1.8558 | 1.732 | 2.3745 | 2.0743 | 2.1392 | 4.3682 | 2.4182 | 2.8662 | 1.3169 | 1.2134 | 2.0551 | 1.235 | 1.657 | 2.6239 | 2.5316 | 2.2695 | 1.7185 | 1.7298 | 2.8269 | 1.4533 | 2.2637 | 1.1907 | 1.5337 | 1.1579 | 1.9833 | 1.5648 | 1.3178 | 1.9959 | 2.8863 | 2.4804 | 3.3 | 1.5191 | 1.4112 | 1.8937 | 1.7114 | 1.7756 | 3.4601 | 1.9591 | 2.2861
804 | 1.1167 | 3.2078 | 1.3745 | 1.805 | 1.2967 | 2.2112 | 1.7269 | 1.9624 | 1.6888 | 4.63 | 2.0795 | 2.798 | 2.266 | 6.7536 | 2.9389 | 3.8624 | 2.0478 | 1.8822 | 3.1855 | 1.9364 | 2.7506 | 4.1619 | 4.1452 | 3.7133 | 2.7451 | 2.7938 | 4.6411 | 2.3382 | 3.6933 | 1.812 | 2.3041 | 1.8343 | 3.2002 | 2.476 | 1.9267 | 3.2098 | 4.7201 | 4.063 | 5.6185 | 2.3782 | 2.2291 | 3.1828 | 2.6464 | 2.6699 | 5.8512 | 3.1194 | 3.8464 | 1.8374 | 1.688 | 2.9016 | 1.7177 | 2.4197 | 3.7371 | 3.6168 | 3.2623 | 2.3955 | 2.461 | 4.0591 | 2.0682 | 3.2513 | 1.6303 | 2.0566 | 1.6257 | 2.8258 | 2.1933 | 1.757 | 2.8498 | 4.1497 | 3.5672 | 4.8795 | 2.1103 | 1.9762 | 2.7594 | 2.3458 | 2.4091 | 5.0897 | 2.7699 | 3.3385 | 1.6186 | 1.4883 | 2.5401 | 1.5135 | 2.0908 | 3.2603 | 3.1511 | 2.8333 | 2.107 | 2.1497 | 3.5291 | 1.8049 | 2.8233 | 1.4472 | 1.8391 | 1.4243 | 2.4633 | 1.9279 | 1.5756 | 2.4825 | 3.6022 | 3.0952 | 4.1849 | 1.8599 | 1.7359 | 2.3799 | 2.0786 | 2.144 | 4.3782 | 2.4231 | 2.8729 | 1.32 | 1.2162 | 2.0599 | 1.2379 | 1.6609 | 2.6292 | 2.5376 | 2.2743 | 1.7226 | 1.7335 | 2.8337 | 1.4565 | 2.2691 | 1.1935 | 1.5373 | 1.1606 | 1.9879 | 1.5683 | 1.3209 | 2.0001 | 2.8926 | 2.4857 | 3.3072 | 1.5225 | 1.4144 | 1.898 | 1.715 | 1.7796 | 3.4682 | 1.9631 | 2.2915
805 | 1.1197 | 3.2129 | 1.3781 | 1.8097 | 1.3005 | 2.2165 | 1.7318 | 1.968 | 1.6935 | 4.6375 | 2.0841 | 2.805 | 2.2725 | 6.7645 | 2.9472 | 3.873 | 2.0524 | 1.8865 | 3.1928 | 1.9408 | 2.7567 | 4.17 | 4.1548 | 3.7209 | 2.7513 | 2.7996 | 4.652 | 2.3433 | 3.7021 | 1.8161 | 2.3094 | 1.8384 | 3.2075 | 2.4814 | 1.9311 | 3.2164 | 4.7302 | 4.0714 | 5.6299 | 2.3834 | 2.2341 | 3.1898 | 2.6518 | 2.6758 | 5.864 | 3.1255 | 3.8552 | 1.8415 | 1.6919 | 2.9083 | 1.7216 | 2.4251 | 3.7445 | 3.6253 | 3.2691 | 2.401 | 2.4662 | 4.0687 | 2.0728 | 3.259 | 1.634 | 2.0613 | 1.6293 | 2.8323 | 2.1981 | 1.761 | 2.8557 | 4.1587 | 3.5747 | 4.8896 | 2.115 | 1.9807 | 2.7656 | 2.3506 | 2.4145 | 5.101 | 2.7754 | 3.3463 | 1.6223 | 1.4918 | 2.546 | 1.5169 | 2.0956 | 3.2667 | 3.1584 | 2.8392 | 2.1119 | 2.1542 | 3.5374 | 1.8089 | 2.8299 | 1.4505 | 1.8434 | 1.4276 | 2.469 | 1.9321 | 1.5792 | 2.4877 | 3.61 | 3.1017 | 4.1937 | 1.864 | 1.7398 | 2.3852 | 2.0829 | 2.1488 | 4.3882 | 2.4279 | 2.8796 | 1.323 | 1.2191 | 2.0648 | 1.2407 | 1.6647 | 2.6344 | 2.5436 | 2.2791 | 1.7266 | 1.7371 | 2.8405 | 1.4598 | 2.2744 | 1.1963 | 1.5409 | 1.1633 | 1.9925 | 1.5718 | 1.324 | 2.0043 | 2.8989 | 2.4909 | 3.3143 | 1.5259 | 1.4177 | 1.9024 | 1.7185 | 1.7836 | 3.4764 | 1.9671 | 2.2968
806 | 1.1226 | 3.218 | 1.3817 | 1.8145 | 1.3043 | 2.2218 | 1.7368 | 1.9736 | 1.6982 | 4.645 | 2.0887 | 2.812 | 2.279 | 6.7754 | 2.9554 | 3.8836 | 2.057 | 1.8908 | 3.2001 | 1.9452 | 2.7628 | 4.1781 | 4.1643 | 3.7286 | 2.7575 | 2.8054 | 4.6629 | 2.3485 | 3.7108 | 1.8202 | 2.3146 | 1.8424 | 3.2149 | 2.4868 | 1.9355 | 3.223 | 4.7403 | 4.0799 | 5.6413 | 2.3885 | 2.2391 | 3.1969 | 2.6572 | 2.6818 | 5.8768 | 3.1316 | 3.8641 | 1.8456 | 1.6958 | 2.9149 | 1.7255 | 2.4305 | 3.7518 | 3.6337 | 3.2759 | 2.4064 | 2.4713 | 4.0783 | 2.0773 | 3.2667 | 1.6377 | 2.066 | 1.6329 | 2.8388 | 2.2029 | 1.765 | 2.8616 | 4.1676 | 3.5821 | 4.8997 | 2.1196 | 1.9852 | 2.7718 | 2.3555 | 2.4198 | 5.1124 | 2.7808 | 3.354 | 1.626 | 1.4952 | 2.5519 | 1.5204 | 2.1003 | 3.2732 | 3.1658 | 2.8451 | 2.1167 | 2.1587 | 3.5458 | 1.8129 | 2.8365 | 1.4538 | 1.8476 | 1.4308 | 2.4747 | 1.9364 | 1.5829 | 2.4929 | 3.6178 | 3.1082 | 4.2025 | 1.8681 | 1.7438 | 2.3906 | 2.0872 | 2.1536 | 4.3982 | 2.4328 | 2.8863 | 1.326 | 1.2219 | 2.0696 | 1.2435 | 1.6686 | 2.6397 | 2.5497 | 2.2839 | 1.7306 | 1.7408 | 2.8473 | 1.463 | 2.2798 | 1.1991 | 1.5445 | 1.1659 | 1.9972 | 1.5753 | 1.3271 | 2.0086 | 2.9052 | 2.4962 | 3.3215 | 1.5293 | 1.4209 | 1.9067 | 1.7221 | 1.7877 | 3.4845 | 1.9711 | 2.3022
807 | 1.1255 | 3.2231 | 1.3853 | 1.8193 | 1.3081 | 2.2271 | 1.7417 | 1.9792 | 1.7029 | 4.6525 | 2.0933 | 2.819 | 2.2855 | 6.7863 | 2.9636 | 3.8942 | 2.0616 | 1.8951 | 3.2074 | 1.9496 | 2.7689 | 4.1863 | 4.1739 | 3.7363 | 2.7637 | 2.8113 | 4.6738 | 2.3536 | 3.7195 | 1.8243 | 2.3198 | 1.8465 | 3.2222 | 2.4921 | 1.9399 | 3.2296 | 4.7505 | 4.0883 | 5.6527 | 2.3937 | 2.2441 | 3.204 | 2.6626 | 2.6877 | 5.8896 | 3.1378 | 3.8729 | 1.8498 | 1.6996 | 2.9216 | 1.7294 | 2.4359 | 3.7591 | 3.6421 | 3.2827 | 2.4119 | 2.4765 | 4.0879 | 2.0818 | 3.2743 | 1.6414 | 2.0707 | 1.6366 | 2.8453 | 2.2077 | 1.769 | 2.8675 | 4.1766 | 3.5896 | 4.9098 | 2.1242 | 1.9896 | 2.7779 | 2.3603 | 2.4252 | 5.1238 | 2.7863 | 3.3618 | 1.6296 | 1.4987 | 2.5578 | 1.5238 | 2.105 | 3.2796 | 3.1732 | 2.851 | 2.1215 | 2.1633 | 3.5542 | 1.8169 | 2.8432 | 1.4571 | 1.8518 | 1.434 | 2.4804 | 1.9406 | 1.5865 | 2.4981 | 3.6256 | 3.1147 | 4.2113 | 1.8722 | 1.7477 | 2.396 | 2.0914 | 2.1585 | 4.4082 | 2.4376 | 2.893 | 1.329 | 1.2248 | 2.0745 | 1.2464 | 1.6724 | 2.6449 | 2.5557 | 2.2887 | 1.7346 | 1.7444 | 2.8541 | 1.4663 | 2.2851 | 1.2018 | 1.548 | 1.1686 | 2.0018 | 1.5788 | 1.3301 | 2.0128 | 2.9115 | 2.5014 | 3.3286 | 1.5327 | 1.4241 | 1.911 | 1.7256 | 1.7917 | 3.4926 | 1.9751 | 2.3075
808 | 1.1284 | 3.2282 | 1.389 | 1.824 | 1.3119 | 2.2324 | 1.7466 | 1.9848 | 1.7076 | 4.66 | 2.098 | 2.826 | 2.292 | 6.7972 | 2.9718 | 3.9048 | 2.0662 | 1.8993 | 3.2147 | 1.954 | 2.775 | 4.1944 | 4.1835 | 3.744 | 2.7699 | 2.8171 | 4.6847 | 2.3587 | 3.7283 | 1.8284 | 2.325 | 1.8506 | 3.2295 | 2.4975 | 1.9443 | 3.2363 | 4.7606 | 4.0967 | 5.6641 | 2.3989 | 2.2491 | 3.211 | 2.668 | 2.6936 | 5.9024 | 3.1439 | 3.8818 | 1.8539 | 1.7035 | 2.9283 | 1.7333 | 2.4413 | 3.7665 | 3.6505 | 3.2894 | 2.4173 | 2.4816 | 4.0975 | 2.0864 | 3.282 | 1.6452 | 2.0754 | 1.6402 | 2.8518 | 2.2125 | 1.7731 | 2.8734 | 4.1855 | 3.5971 | 4.9199 | 2.1289 | 1.9941 | 2.7841 | 2.3651 | 2.4306 | 5.1352 | 2.7918 | 3.3695 | 1.6333 | 1.5021 | 2.5637 | 1.5273 | 2.1098 | 3.2861 | 3.1806 | 2.8569 | 2.1264 | 2.1678 | 3.5626 | 1.8208 | 2.8498 | 1.4605 | 1.856 | 1.4372 | 2.4861 | 1.9449 | 1.5901 | 2.5033 | 3.6333 | 3.1212 | 4.2202 | 1.8763 | 1.7516 | 2.4013 | 2.0957 | 2.1633 | 4.4181 | 2.4425 | 2.8996 | 1.332 | 1.2276 | 2.0793 | 1.2492 | 1.6762 | 2.6502 | 2.5617 | 2.2935 | 1.7386 | 1.7481 | 2.8609 | 1.4695 | 2.2904 | 1.2046 | 1.5516 | 1.1713 | 2.0064 | 1.5823 | 1.3332 | 2.0171 | 2.9178 | 2.5067 | 3.3357 | 1.536 | 1.4274 | 1.9153 | 1.7292 | 1.7957 | 3.5008 | 1.9791 | 2.3129
809 | 1.1314 | 3.2333 | 1.3926 | 1.8288 | 1.3157 | 2.2377 | 1.7516 | 1.9904 | 1.7123 | 4.6675 | 2.1026 | 2.833 | 2.2985 | 6.8081 | 2.9801 | 3.9154 | 2.0708 | 1.9036 | 3.222 | 1.9584 | 2.7811 | 4.2025 | 4.193 | 3.7516 | 2.7761 | 2.823 | 4.6955 | 2.3638 | 3.737 | 1.8326 | 2.3302 | 1.8546 | 3.2369 | 2.5029 | 1.9487 | 3.2429 | 4.7708 | 4.1051 | 5.6754 | 2.404 | 2.2541 | 3.2181 | 2.6734 | 2.6995 | 5.9152 | 3.15 | 3.8907 | 1.858 | 1.7074 | 2.935 | 1.7372 | 2.4467 | 3.7738 | 3.6589 | 3.2962 | 2.4228 | 2.4868 | 4.1071 | 2.0909 | 3.2896 | 1.6489 | 2.0801 | 1.6438 | 2.8582 | 2.2173 | 1.7771 | 2.8793 | 4.1945 | 3.6045 | 4.93 | 2.1335 | 1.9986 | 2.7903 | 2.3699 | 2.4359 | 5.1465 | 2.7973 | 3.3773 | 1.637 | 1.5056 | 2.5696 | 1.5307 | 2.1145 | 3.2925 | 3.188 | 2.8628 | 2.1312 | 2.1723 | 3.5709 | 1.8248 | 2.8565 | 1.4638 | 1.8603 | 1.4404 | 2.4918 | 1.9492 | 1.5937 | 2.5085 | 3.6411 | 3.1277 | 4.229 | 1.8804 | 1.7555 | 2.4067 | 2.1 | 2.1681 | 4.4281 | 2.4473 | 2.9063 | 1.335 | 1.2305 | 2.0842 | 1.2521 | 1.6801 | 2.6554 | 2.5678 | 2.2983 | 1.7426 | 1.7517 | 2.8677 | 1.4728 | 2.2958 | 1.2074 | 1.5552 | 1.1739 | 2.011 | 1.5859 | 1.3363 | 2.0213 | 2.9241 | 2.5119 | 3.3429 | 1.5394 | 1.4306 | 1.9197 | 1.7327 | 1.7998 | 3.5089 | 1.9831 | 2.3182
810 | 1.1343 | 3.2384 | 1.3962 | 1.8335 | 1.3195 | 2.243 | 1.7565 | 1.996 | 1.717 | 4.675 | 2.1072 | 2.84 | 2.305 | 6.819 | 2.9883 | 3.926 | 2.0754 | 1.9079 | 3.2293 | 1.9628 | 2.7872 | 4.2106 | 4.2026 | 3.7593 | 2.7823 | 2.8288 | 4.7064 | 2.3689 | 3.7457 | 1.8367 | 2.3354 | 1.8587 | 3.2442 | 2.5082 | 1.9531 | 3.2495 | 4.7809 | 4.1135 | 5.6868 | 2.4092 | 2.2592 | 3.2252 | 2.6788 | 2.7054 | 5.928 | 3.1561 | 3.8995 | 1.8622 | 1.7112 | 2.9417 | 1.7411 | 2.4522 | 3.7811 | 3.6673 | 3.303 | 2.4282 | 2.4919 | 4.1167 | 2.0955 | 3.2973 | 1.6526 | 2.0848 | 1.6475 | 2.8647 | 2.2221 | 1.7811 | 2.8853 | 4.2034 | 3.612 | 4.9401 | 2.1381 | 2.003 | 2.7965 | 2.3747 | 2.4413 | 5.1579 | 2.8028 | 3.385 | 1.6406 | 1.509 | 2.5755 | 1.5342 | 2.1192 | 3.2989 | 3.1954 | 2.8687 | 2.1361 | 2.1768 | 3.5793 | 1.8288 | 2.8631 | 1.4671 | 1.8645 | 1.4437 | 2.4974 | 1.9534 | 1.5974 | 2.5137 | 3.6489 | 3.1342 | 4.2378 | 1.8845 | 1.7595 | 2.4121 | 2.1043 | 2.1729 | 4.4381 | 2.4522 | 2.913 | 1.338 | 1.2333 | 2.089 | 1.2549 | 1.6839 | 2.6607 | 2.5738 | 2.3031 | 1.7467 | 1.7554 | 2.8745 | 1.476 | 2.3011 | 1.2102 | 1.5588 | 1.1766 | 2.0157 | 1.5894 | 1.3394 | 2.0256 | 2.9304 | 2.5172 | 3.35 | 1.5428 | 1.4338 | 1.924 | 1.7363 | 1.8038 | 3.517 | 1.9871 | 2.3236
811 | 1.1372 | 3.2435 | 1.3998 | 1.8382 | 1.3233 | 2.2483 | 1.7614 | 2.0016 | 1.7217 | 4.6825 | 2.1118 | 2.847 | 2.3115 | 6.8299 | 2.9965 | 3.9366 | 2.08 | 1.9122 | 3.2366 | 1.9672 | 2.7933 | 4.2187 | 4.2122 | 3.767 | 2.7885 | 2.8346 | 4.7173 | 2.374 | 3.7545 | 1.8408 | 2.3407 | 1.8628 | 3.2516 | 2.5136 | 1.9575 | 3.2561 | 4.7911 | 4.122 | 5.6982 | 2.4144 | 2.2642 | 3.2322 | 2.6842 | 2.7114 | 5.9408 | 3.1622 | 3.9084 | 1.8663 | 1.7151 | 2.9483 | 1.745 | 2.4576 | 3.7884 | 3.6757 | 3.3098 | 2.4337 | 2.497 | 4.1262 | 2.1 | 3.3049 | 1.6563 | 2.0895 | 1.6511 | 2.8712 | 2.2269 | 1.7851 | 2.8912 | 4.2124 | 3.6194 | 4.9502 | 2.1428 | 2.0075 | 2.8027 | 2.3795 | 2.4467 | 5.1693 | 2.8083 | 3.3928 | 1.6443 | 1.5124 | 2.5814 | 1.5376 | 2.124 | 3.3054 | 3.2027 | 2.8747 | 2.1409 | 2.1813 | 3.5877 | 1.8328 | 2.8697 | 1.4704 | 1.8687 | 1.4469 | 2.5031 | 1.9577 | 1.601 | 2.5189 | 3.6567 | 3.1407 | 4.2466 | 1.8886 | 1.7634 | 2.4174 | 2.1086 | 2.1777 | 4.4481 | 2.457 | 2.9197 | 1.341 | 1.2362 | 2.0938 | 1.2577 | 1.6878 | 2.6659 | 2.5798 | 2.3079 | 1.7507 | 1.7591 | 2.8813 | 1.4793 | 2.3065 | 1.2129 | 1.5623 | 1.1792 | 2.0203 | 1.5929 | 1.3424 | 2.0298 | 2.9367 | 2.5225 | 3.3572 | 1.5462 | 1.4371 | 1.9283 | 1.7398 | 1.8079 | 3.5251 | 1.9911 | 2.329
812 | 1.1402 | 3.2486 | 1.4034 | 1.843 | 1.3271 | 2.2536 | 1.7663 | 2.0072 | 1.7264 | 4.69 | 2.1164 | 2.854 | 2.318 | 6.8408 | 3.0048 | 3.9472 | 2.0846 | 1.9165 | 3.2439 | 1.9716 | 2.7994 | 4.2269 | 4.2217 | 3.7746 | 2.7947 | 2.8405 | 4.7282 | 2.3791 | 3.7632 | 1.8449 | 2.3459 | 1.8668 | 3.2589 | 2.5189 | 1.9619 | 3.2627 | 4.8012 | 4.1304 | 5.7096 | 2.4196 | 2.2692 | 3.2393 | 2.6896 | 2.7173 | 5.9536 | 3.1683 | 3.9172 | 1.8705 | 1.719 | 2.955 | 1.749 | 2.463 | 3.7958 | 3.6841 | 3.3166 | 2.4391 | 2.5022 | 4.1358 | 2.1045 | 3.3126 | 1.6601 | 2.0942 | 1.6547 | 2.8777 | 2.2318 | 1.7891 | 2.8971 | 4.2213 | 3.6269 | 4.9603 | 2.1474 | 2.0119 | 2.8088 | 2.3843 | 2.452 | 5.1807 | 2.8138 | 3.4005 | 1.6479 | 1.5159 | 2.5873 | 1.5411 | 2.1287 | 3.3118 | 3.2101 | 2.8806 | 2.1457 | 2.1858 | 3.596 | 1.8368 | 2.8764 | 1.4738 | 1.873 | 1.4501 | 2.5088 | 1.9619 | 1.6046 | 2.5241 | 3.6645 | 3.1472 | 4.2554 | 1.8928 | 1.7673 | 2.4228 | 2.1128 | 2.1825 | 4.4581 | 2.4619 | 2.9264 | 1.344 | 1.239 | 2.0987 | 1.2606 | 1.6916 | 2.6712 | 2.5858 | 2.3127 | 1.7547 | 1.7627 | 2.8881 | 1.4825 | 2.3118 | 1.2157 | 1.5659 | 1.1819 | 2.0249 | 1.5964 | 1.3455 | 2.0341 | 2.943 | 2.5277 | 3.3643 | 1.5496 | 1.4403 | 1.9327 | 1.7434 | 1.8119 | 3.5333 | 1.9951 | 2.3343
813 | 1.1431 | 3.2537 | 1.4071 | 1.8478 | 1.3309 | 2.2589 | 1.7713 | 2.0128 | 1.7311 | 4.6975 | 2.1211 | 2.861 | 2.3245 | 6.8517 | 3.013 | 3.9578 | 2.0892 | 1.9208 | 3.2512 | 1.976 | 2.8055 | 4.235 | 4.2313 | 3.7823 | 2.8009 | 2.8463 | 4.7391 | 2.3842 | 3.7719 | 1.849 | 2.3511 | 1.8709 | 3.2662 | 2.5243 | 1.9663 | 3.2694 | 4.8114 | 4.1388 | 5.721 | 2.4247 | 2.2742 | 3.2464 | 2.6949 | 2.7232 | 5.9665 | 3.1745 | 3.9261 | 1.8746 | 1.7229 | 2.9617 | 1.7529 | 2.4684 | 3.8031 | 3.6926 | 3.3233 | 2.4446 | 2.5073 | 4.1454 | 2.1091 | 3.3203 | 1.6638 | 2.0989 | 1.6584 | 2.8842 | 2.2366 | 1.7932 | 2.903 | 4.2303 | 3.6343 | 4.9704 | 2.152 | 2.0164 | 2.815 | 2.3892 | 2.4574 | 5.192 | 2.8193 | 3.4083 | 1.6516 | 1.5193 | 2.5932 | 1.5445 | 2.1334 | 3.3182 | 3.2175 | 2.8865 | 2.1506 | 2.1903 | 3.6044 | 1.8407 | 2.883 | 1.4771 | 1.8772 | 1.4533 | 2.5145 | 1.9662 | 1.6083 | 2.5293 | 3.6723 | 3.1537 | 4.2643 | 1.8969 | 1.7713 | 2.4282 | 2.1171 | 2.1873 | 4.468 | 2.4667 | 2.9331 | 1.3471 | 1.2419 | 2.1035 | 1.2634 | 1.6954 | 2.6764 | 2.5919 | 2.3175 | 1.7587 | 1.7664 | 2.8949 | 1.4858 | 2.3171 | 1.2185 | 1.5695 | 1.1846 | 2.0295 | 1.5999 | 1.3486 | 2.0383 | 2.9493 | 2.533 | 3.3715 | 1.553 | 1.4435 | 1.937 | 1.7469 | 1.8159 | 3.5414 | 1.9991 | 2.3397
814 | 1.146 | 3.2588 | 1.4107 | 1.8525 | 1.3347 | 2.2642 | 1.7762 | 2.0184 | 1.7358 | 4.705 | 2.1257 | 2.868 | 2.331 | 6.8626 | 3.0212 | 3.9684 | 2.0938 | 1.9251 | 3.2585 | 1.9804 | 2.8116 | 4.2431 | 4.2409 | 3.79 | 2.8071 | 2.8522 | 4.75 | 2.3893 | 3.7807 | 1.8532 | 2.3563 | 1.875 | 3.2736 | 2.5297 | 1.9707 | 3.276 | 4.8215 | 4.1472 | 5.7324 | 2.4299 | 2.2792 | 3.2535 | 2.7003 | 2.7291 | 5.9793 | 3.1806 | 3.935 | 1.8787 | 1.7267 | 2.9684 | 1.7568 | 2.4738 | 3.8104 | 3.701 | 3.3301 | 2.45 | 2.5125 | 4.155 | 2.1136 | 3.3279 | 1.6675 | 2.1036 | 1.662 | 2.8907 | 2.2414 | 1.7972 | 2.9089 | 4.2392 | 3.6418 | 4.9805 | 2.1567 | 2.0209 | 2.8212 | 2.394 | 2.4628 | 5.2034 | 2.8248 | 3.416 | 1.6553 | 1.5228 | 2.5991 | 1.548 | 2.1382 | 3.3247 | 3.2249 | 2.8924 | 2.1554 | 2.1948 | 3.6128 | 1.8447 | 2.8897 | 1.4804 | 1.8814 | 1.4565 | 2.5202 | 1.9705 | 1.6119 | 2.5344 | 3.6801 | 3.1602 | 4.2731 | 1.901 | 1.7752 | 2.4336 | 2.1214 | 2.1921 | 4.478 | 2.4716 | 2.9398 | 1.3501 | 1.2447 | 2.1084 | 1.2663 | 1.6993 | 2.6817 | 2.5979 | 2.3223 | 1.7627 | 1.77 | 2.9016 | 1.489 | 2.3225 | 1.2213 | 1.5731 | 1.1872 | 2.0342 | 1.6034 | 1.3517 | 2.0426 | 2.9555 | 2.5382 | 3.3786 | 1.5564 | 1.4467 | 1.9413 | 1.7505 | 1.82 | 3.5495 | 2.0031 | 2.345
815 | 1.1489 | 3.2639 | 1.4143 | 1.8573 | 1.3385 | 2.2695 | 1.7811 | 2.024 | 1.7405 | 4.7125 | 2.1303 | 2.875 | 2.3375 | 6.8735 | 3.0295 | 3.979 | 2.0984 | 1.9293 | 3.2658 | 1.9848 | 2.8177 | 4.2512 | 4.2504 | 3.7977 | 2.8133 | 2.858 | 4.7609 | 2.3945 | 3.7894 | 1.8573 | 2.3615 | 1.879 | 3.2809 | 2.535 | 1.9751 | 3.2826 | 4.8317 | 4.1556 | 5.7438 | 2.4351 | 2.2843 | 3.2605 | 2.7057 | 2.735 | 5.9921 | 3.1867 | 3.9438 | 1.8829 | 1.7306 | 2.9751 | 1.7607 | 2.4792 | 3.8178 | 3.7094 | 3.3369 | 2.4555 | 2.5176 | 4.1646 | 2.1182 | 3.3356 | 1.6712 | 2.1083 | 1.6656 | 2.8972 | 2.2462 | 1.8012 | 2.9148 | 4.2482 | 3.6492 | 4.9906 | 2.1613 | 2.0253 | 2.8274 | 2.3988 | 2.4681 | 5.2148 | 2.8302 | 3.4238 | 1.6589 | 1.5262 | 2.605 | 1.5514 | 2.1429 | 3.3311 | 3.2323 | 2.8983 | 2.1603 | 2.1993 | 3.6212 | 1.8487 | 2.8963 | 1.4837 | 1.8856 | 1.4598 | 2.5258 | 1.9747 | 1.6155 | 2.5396 | 3.6879 | 3.1666 | 4.2819 | 1.9051 | 1.7791 | 2.4389 | 2.1257 | 2.1969 | 4.488 | 2.4764 | 2.9465 | 1.3531 | 1.2476 | 2.1132 | 1.2691 | 1.7031 | 2.6869 | 2.6039 | 2.3271 | 1.7667 | 1.7737 | 2.9084 | 1.4923 | 2.3278 | 1.224 | 1.5766 | 1.1899 | 2.0388 | 1.607 | 1.3547 | 2.0468 | 2.9618 | 2.5435 | 3.3858 | 1.5598 | 1.45 | 1.9456 | 1.754 | 1.824 | 3.5577 | 2.0071 | 2.3504
816 | 1.1519 | 3.269 | 1.4179 | 1.862 | 1.3423 | 2.2748 | 1.786 | 2.0296 | 1.7452 | 4.72 | 2.1349 | 2.882 | 2.344 | 6.8844 | 3.0377 | 3.9896 | 2.103 | 1.9336 | 3.2731 | 1.9892 | 2.8238 | 4.2593 | 4.26 | 3.8053 | 2.8195 | 2.8638 | 4.7718 | 2.3996 | 3.7981 | 1.8614 | 2.3667 | 1.8831 | 3.2882 | 2.5404 | 1.9795 | 3.2892 | 4.8418 | 4.1641 | 5.7552 | 2.4402 | 2.2893 | 3.2676 | 2.7111 | 2.741 | 6.0049 | 3.1928 | 3.9527 | 1.887 | 1.7345 | 2.9817 | 1.7646 | 2.4846 | 3.8251 | 3.7178 | 3.3437 | 2.4609 | 2.5228 | 4.1742 | 2.1227 | 3.3432 | 1.675 | 2.113 | 1.6693 | 2.9037 | 2.251 | 1.8052 | 2.9207 | 4.2571 | 3.6567 | 5.0007 | 2.1659 | 2.0298 | 2.8336 | 2.4036 | 2.4735 | 5.2262 | 2.8357 | 3.4315 | 1.6626 | 1.5297 | 2.6109 | 1.5549 | 2.1476 | 3.3375 | 3.2397 | 2.9042 | 2.1651 | 2.2038 | 3.6295 | 1.8527 | 2.9029 | 1.4871 | 1.8899 | 1.463 | 2.5315 | 1.979 | 1.6192 | 2.5448 | 3.6957 | 3.1731 | 4.2907 | 1.9092 | 1.7831 | 2.4443 | 2.1299 | 2.2017 | 4.498 | 2.4813 | 2.9532 | 1.3561 | 1.2504 | 2.1181 | 1.2719 | 1.707 | 2.6922 | 2.6099 | 2.3319 | 1.7708 | 1.7773 | 2.9152 | 1.4955 | 2.3332 | 1.2268 | 1.5802 | 1.1926 | 2.0434 | 1.6105 | 1.3578 | 2.0511 | 2.9681 | 2.5487 | 3.3929 | 1.5632 | 1.4532 | 1.95 | 1.7576 | 1.828 | 3.5658 | 2.0111 | 2.3557
817 | 1.1548 | 3.2741 | 1.4215 | 1.8668 | 1.3461 | 2.2801 | 1.791 | 2.0352 | 1.7499 | 4.7275 | 2.1395 | 2.889 | 2.3505 | 6.8953 | 3.0459 | 4.0002 | 2.1076 | 1.9379 | 3.2804 | 1.9936 | 2.8299 | 4.2675 | 4.2696 | 3.813 | 2.8257 | 2.8697 | 4.7827 | 2.4047 | 3.8069 | 1.8655 | 2.3719 | 1.8872 | 3.2956 | 2.5458 | 1.9839 | 3.2958 | 4.852 | 4.1725 | 5.7666 | 2.4454 | 2.2943 | 3.2747 | 2.7165 | 2.7469 | 6.0177 | 3.1989 | 3.9615 | 1.8911 | 1.7383 | 2.9884 | 1.7685 | 2.49 | 3.8324 | 3.7262 | 3.3505 | 2.4664 | 2.5279 | 4.1838 | 2.1273 | 3.3509 | 1.6787 | 2.1177 | 1.6729 | 2.9102 | 2.2558 | 1.8092 | 2.9266 | 4.2661 | 3.6641 | 5.0108 | 2.1706 | 2.0343 | 2.8397 | 2.4084 | 2.4789 | 5.2375 | 2.8412 | 3.4393 | 1.6663 | 1.5331 | 2.6168 | 1.5583 | 2.1524 | 3.344 | 3.2471 | 2.9101 | 2.17 | 2.2083 | 3.6379 | 1.8567 | 2.9096 | 1.4904 | 1.8941 | 1.4662 | 2.5372 | 1.9832 | 1.6228 | 2.55 | 3.7034 | 3.1796 | 4.2995 | 1.9133 | 1.787 | 2.4497 | 2.1342 | 2.2065 | 4.508 | 2.4862 | 2.9598 | 1.3591 | 1.2533 | 2.1229 | 1.2748 | 1.7108 | 2.6974 | 2.616 | 2.3367 | 1.7748 | 1.781 | 2.922 | 1.4987 | 2.3385 | 1.2296 | 1.5838 | 1.1952 | 2.048 | 1.614 | 1.3609 | 2.0553 | 2.9744 | 2.554 | 3.4001 | 1.5666 | 1.4564 | 1.9543 | 1.7611 | 1.8321 | 3.5739 | 2.0151 | 2.3611
818 | 1.1577 | 3.2792 | 1.4252 | 1.8715 | 1.3499 | 2.2854 | 1.7959 | 2.0408 | 1.7546 | 4.735 | 2.1442 | 2.896 | 2.357 | 6.9062 | 3.0541 | 4.0108 | 2.1122 | 1.9422 | 3.2877 | 1.998 | 2.836 | 4.2756 | 4.2791 | 3.8207 | 2.8319 | 2.8755 | 4.7936 | 2.4098 | 3.8156 | 1.8697 | 2.3772 | 1.8912 | 3.3029 | 2.5511 | 1.9883 | 3.3025 | 4.8621 | 4.1809 | 5.778 | 2.4506 | 2.2993 | 3.2817 | 2.7219 | 2.7528 | 6.0305 | 3.205 | 3.9704 | 1.8953 | 1.7422 | 2.9951 | 1.7724 | 2.4955 | 3.8398 | 3.7346 | 3.3572 | 2.4718 | 2.5331 | 4.1933 | 2.1318 | 3.3585 | 1.6824 | 2.1224 | 1.6765 | 2.9167 | 2.2606 | 1.8133 | 2.9326 | 4.275 | 3.6716 | 5.0209 | 2.1752 | 2.0387 | 2.8459 | 2.4132 | 2.4842 | 5.2489 | 2.8467 | 3.447 | 1.6699 | 1.5365 | 2.6227 | 1.5618 | 2.1571 | 3.3504 | 3.2544 | 2.9161 | 2.1748 | 2.2128 | 3.6463 | 1.8607 | 2.9162 | 1.4937 | 1.8983 | 1.4694 | 2.5429 | 1.9875 | 1.6264 | 2.5552 | 3.7112 | 3.1861 | 4.3084 | 1.9174 | 1.7909 | 2.455 | 2.1385 | 2.2113 | 4.5179 | 2.491 | 2.9665 | 1.3621 | 1.2561 | 2.1278 | 1.2776 | 1.7146 | 2.7027 | 2.622 | 2.3415 | 1.7788 | 1.7846 | 2.9288 | 1.502 | 2.3438 | 1.2324 | 1.5874 | 1.1979 | 2.0527 | 1.6175 | 1.364 | 2.0596 | 2.9807 | 2.5593 | 3.4072 | 1.57 | 1.4597 | 1.9586 | 1.7647 | 1.8361 | 3.582 | 2.0191 | 2.3664
819 | 1.1607 | 3.2843 | 1.4288 | 1.8762 | 1.3537 | 2.2907 | 1.8008 | 2.0464 | 1.7593 | 4.7425 | 2.1488 | 2.903 | 2.3635 | 6.9171 | 3.0624 | 4.0214 | 2.1168 | 1.9465 | 3.295 | 2.0024 | 2.8421 | 4.2837 | 4.2887 | 3.8284 | 2.8381 | 2.8814 | 4.8045 | 2.4149 | 3.8243 | 1.8738 | 2.3824 | 1.8953 | 3.3103 | 2.5565 | 1.9927 | 3.3091 | 4.8723 | 4.1893 | 5.7894 | 2.4558 | 2.3043 | 3.2888 | 2.7273 | 2.7587 | 6.0433 | 3.2112 | 3.9792 | 1.8994 | 1.7461 | 3.0018 | 1.7763 | 2.5009 | 3.8471 | 3.743 | 3.364 | 2.4773 | 2.5382 | 4.2029 | 2.1363 | 3.3662 | 1.6861 | 2.1271 | 1.6802 | 2.9232 | 2.2654 | 1.8173 | 2.9385 | 4.284 | 3.679 | 5.031 | 2.1798 | 2.0432 | 2.8521 | 2.418 | 2.4896 | 5.2603 | 2.8522 | 3.4548 | 1.6736 | 1.54 | 2.6286 | 1.5652 | 2.1618 | 3.3568 | 3.2618 | 2.922 | 2.1796 | 2.2173 | 3.6547 | 1.8646 | 2.9229 | 1.497 | 1.9025 | 1.4726 | 2.5486 | 1.9917 | 1.6301 | 2.5604 | 3.719 | 3.1926 | 4.3172 | 1.9215 | 1.7949 | 2.4604 | 2.1428 | 2.2162 | 4.5279 | 2.4959 | 2.9732 | 1.3651 | 1.259 | 2.1326 | 1.2805 | 1.7185 | 2.7079 | 2.628 | 2.3463 | 1.7828 | 1.7883 | 2.9356 | 1.5052 | 2.3492 | 1.2351 | 1.5909 | 1.2005 | 2.0573 | 1.621 | 1.367 | 2.0638 | 2.987 | 2.5645 | 3.4144 | 1.5734 | 1.4629 | 1.963 | 1.7682 | 1.8401 | 3.5902 | 2.0231 | 2.3718
820 | 1.1636 | 3.2894 | 1.4324 | 1.881 | 1.3575 | 2.296 | 1.8058 | 2.052 | 1.764 | 4.75 | 2.1534 | 2.91 | 2.37 | 6.928 | 3.0706 | 4.032 | 2.1214 | 1.9508 | 3.3023 | 2.0068 | 2.8482 | 4.2918 | 4.2983 | 3.836 | 2.8443 | 2.8872 | 4.8154 | 2.42 | 3.8331 | 1.8779 | 2.3876 | 1.8994 | 3.3176 | 2.5619 | 1.997 | 3.3157 | 4.8824 | 4.1977 | 5.8008 | 2.4609 | 2.3093 | 3.2959 | 2.7327 | 2.7647 | 6.0561 | 3.2173 | 3.9881 | 1.9036 | 1.7499 | 3.0085 | 1.7802 | 2.5063 | 3.8544 | 3.7514 | 3.3708 | 2.4828 | 2.5434 | 4.2125 | 2.1409 | 3.3738 | 1.6899 | 2.1318 | 1.6838 | 2.9297 | 2.2702 | 1.8213 | 2.9444 | 4.2929 | 3.6865 | 5.0411 | 2.1845 | 2.0476 | 2.8583 | 2.4229 | 2.495 | 5.2717 | 2.8577 | 3.4625 | 1.6772 | 1.5434 | 2.6345 | 1.5687 | 2.1666 | 3.3633 | 3.2692 | 2.9279 | 2.1845 | 2.2218 | 3.663 | 1.8686 | 2.9295 | 1.5004 | 1.9068 | 1.4759 | 2.5543 | 1.996 | 1.6337 | 2.5656 | 3.7268 | 3.1991 | 4.326 | 1.9256 | 1.7988 | 2.4658 | 2.147 | 2.221 | 4.5379 | 2.5007 | 2.9799 | 1.3681 | 1.2618 | 2.1375 | 1.2833 | 1.7223 | 2.7132 | 2.634 | 2.3511 | 1.7868 | 1.792 | 2.9424 | 1.5085 | 2.3545 | 1.2379 | 1.5945 | 1.2032 | 2.0619 | 1.6245 | 1.3701 | 2.068 | 2.9933 | 2.5698 | 3.4215 | 1.5768 | 1.4661 | 1.9673 | 1.7718 | 1.8442 | 3.5983 | 2.027 | 2.3772
821 | 1.1665 | 3.2945 | 1.436 | 1.8858 | 1.3613 | 2.3013 | 1.8107 | 2.0576 | 1.7687 | 4.7575 | 2.158 | 2.917 | 2.3765 | 6.9389 | 3.0788 | 4.0426 | 2.126 | 1.9551 | 3.3096 | 2.0112 | 2.8543 | 4.2999 | 4.3078 | 3.8437 | 2.8505 | 2.893 | 4.8263 | 2.4251 | 3.8418 | 1.882 | 2.3928 | 1.9034 | 3.3249 | 2.5672 | 2.0014 | 3.3223 | 4.8926 | 4.2062 | 5.8122 | 2.4661 | 2.3144 | 3.3029 | 2.7381 | 2.7706 | 6.0689 | 3.2234 | 3.997 | 1.9077 | 1.7538 | 3.0152 | 1.7841 | 2.5117 | 3.8617 | 3.7599 | 3.3776 | 2.4882 | 2.5485 | 4.2221 | 2.1454 | 3.3815 | 1.6936 | 2.1365 | 1.6874 | 2.9361 | 2.275 | 1.8253 | 2.9503 | 4.3019 | 3.694 | 5.0512 | 2.1891 | 2.0521 | 2.8645 | 2.4277 | 2.5003 | 5.283 | 2.8632 | 3.4703 | 1.6809 | 1.5469 | 2.6404 | 1.5721 | 2.1713 | 3.3697 | 3.2766 | 2.9338 | 2.1893 | 2.2263 | 3.6714 | 1.8726 | 2.9361 | 1.5037 | 1.911 | 1.4791 | 2.5599 | 2.0003 | 1.6373 | 2.5708 | 3.7346 | 3.2056 | 4.3348 | 1.9297 | 1.8027 | 2.4711 | 2.1513 | 2.2258 | 4.5479 | 2.5056 | 2.9866 | 1.3711 | 1.2647 | 2.1423 | 1.2862 | 1.7262 | 2.7184 | 2.6401 | 2.3559 | 1.7908 | 1.7956 | 2.9492 | 1.5117 | 2.3598 | 1.2407 | 1.5981 | 1.2059 | 2.0665 | 1.6281 | 1.3732 | 2.0723 | 2.9996 | 2.575 | 3.4286 | 1.5802 | 1.4694 | 1.9716 | 1.7753 | 1.8482 | 3.6064 | 2.031 | 2.3825
822 | 1.1695 | 3.2996 | 1.4396 | 1.8905 | 1.3651 | 2.3066 | 1.8156 | 2.0632 | 1.7734 | 4.765 | 2.1626 | 2.924 | 2.383 | 6.9498 | 3.0871 | 4.0532 | 2.1306 | 1.9593 | 3.3169 | 2.0155 | 2.8604 | 4.3081 | 4.3174 | 3.8514 | 2.8567 | 2.8989 | 4.8372 | 2.4302 | 3.8505 | 1.8861 | 2.398 | 1.9075 | 3.3323 | 2.5726 | 2.0058 | 3.329 | 4.9027 | 4.2146 | 5.8236 | 2.4713 | 2.3194 | 3.31 | 2.7435 | 2.7765 | 6.0817 | 3.2295 | 4.0058 | 1.9118 | 1.7577 | 3.0218 | 1.7881 | 2.5171 | 3.8691 | 3.7683 | 3.3844 | 2.4937 | 2.5536 | 4.2317 | 2.15 | 3.3892 | 1.6973 | 2.1412 | 1.6911 | 2.9426 | 2.2799 | 1.8294 | 2.9562 | 4.3108 | 3.7014 | 5.0613 | 2.1937 | 2.0566 | 2.8707 | 2.4325 | 2.5057 | 5.2944 | 2.8687 | 3.478 | 1.6846 | 1.5503 | 2.6463 | 1.5756 | 2.176 | 3.3761 | 3.284 | 2.9397 | 2.1942 | 2.2308 | 3.6798 | 1.8766 | 2.9428 | 1.507 | 1.9152 | 1.4823 | 2.5656 | 2.0045 | 1.641 | 2.576 | 3.7424 | 3.2121 | 4.3436 | 1.9338 | 1.8066 | 2.4765 | 2.1556 | 2.2306 | 4.5578 | 2.5104 | 2.9933 | 1.3742 | 1.2675 | 2.1472 | 1.289 | 1.73 | 2.7237 | 2.6461 | 2.3607 | 1.7949 | 1.7993 | 2.956 | 1.515 | 2.3652 | 1.2435 | 1.6016 | 1.2085 | 2.0711 | 1.6316 | 1.3762 | 2.0765 | 3.0059 | 2.5803 | 3.4358 | 1.5836 | 1.4726 | 1.9759 | 1.7789 | 1.8522 | 3.6146 | 2.035 | 2.3879
823 | 1.1724 | 3.3047 | 1.4433 | 1.8953 | 1.3689 | 2.3119 | 1.8205 | 2.0688 | 1.7781 | 4.7725 | 2.1673 | 2.931 | 2.3895 | 6.9607 | 3.0953 | 4.0638 | 2.1352 | 1.9636 | 3.3242 | 2.0199 | 2.8665 | 4.3162 | 4.327 | 3.859 | 2.8629 | 2.9047 | 4.848 | 2.4354 | 3.8593 | 1.8903 | 2.4032 | 1.9116 | 3.3396 | 2.578 | 2.0102 | 3.3356 | 4.9129 | 4.223 | 5.835 | 2.4764 | 2.3244 | 3.3171 | 2.7489 | 2.7824 | 6.0945 | 3.2356 | 4.0147 | 1.916 | 1.7616 | 3.0285 | 1.792 | 2.5225 | 3.8764 | 3.7767 | 3.3911 | 2.4991 | 2.5588 | 4.2413 | 2.1545 | 3.3968 | 1.701 | 2.1459 | 1.6947 | 2.9491 | 2.2847 | 1.8334 | 2.9621 | 4.3198 | 3.7089 | 5.0714 | 2.1984 | 2.061 | 2.8768 | 2.4373 | 2.5111 | 5.3058 | 2.8742 | 3.4858 | 1.6882 | 1.5537 | 2.6522 | 1.579 | 2.1808 | 3.3826 | 3.2914 | 2.9456 | 2.199 | 2.2353 | 3.6882 | 1.8806 | 2.9494 | 1.5103 | 1.9195 | 1.4855 | 2.5713 | 2.0088 | 1.6446 | 2.5812 | 3.7502 | 3.2186 | 4.3525 | 1.9379 | 1.8106 | 2.4819 | 2.1599 | 2.2354 | 4.5678 | 2.5153 | 3 | 1.3772 | 1.2704 | 2.152 | 1.2918 | 1.7339 | 2.7289 | 2.6521 | 2.3655 | 1.7989 | 1.8029 | 2.9628 | 1.5182 | 2.3705 | 1.2462 | 1.6052 | 1.2112 | 2.0758 | 1.6351 | 1.3793 | 2.0808 | 3.0122 | 2.5856 | 3.4429 | 1.587 | 1.4758 | 1.9803 | 1.7824 | 1.8563 | 3.6227 | 2.039 | 2.3932
824 | 1.1753 | 3.3098 | 1.4469 | 1.9 | 1.3727 | 2.3172 | 1.8255 | 2.0744 | 1.7828 | 4.78 | 2.1719 | 2.938 | 2.396 | 6.9716 | 3.1035 | 4.0744 | 2.1398 | 1.9679 | 3.3315 | 2.0243 | 2.8726 | 4.3243 | 4.3365 | 3.8667 | 2.8691 | 2.9106 | 4.8589 | 2.4405 | 3.868 | 1.8944 | 2.4085 | 1.9156 | 3.3469 | 2.5833 | 2.0146 | 3.3422 | 4.923 | 4.2314 | 5.8464 | 2.4816 | 2.3294 | 3.3241 | 2.7543 | 2.7883 | 6.1073 | 3.2417 | 4.0235 | 1.9201 | 1.7654 | 3.0352 | 1.7959 | 2.5279 | 3.8837 | 3.7851 | 3.3979 | 2.5046 | 2.5639 | 4.2509 | 2.159 | 3.4045 | 1.7048 | 2.1506 | 1.6983 | 2.9556 | 2.2895 | 1.8374 | 2.968 | 4.3287 | 3.7163 | 5.0815 | 2.203 | 2.0655 | 2.883 | 2.4421 | 2.5164 | 5.3172 | 2.8796 | 3.4935 | 1.6919 | 1.5572 | 2.6581 | 1.5825 | 2.1855 | 3.389 | 3.2987 | 2.9515 | 2.2038 | 2.2398 | 3.6965 | 1.8846 | 2.956 | 1.5137 | 1.9237 | 1.4887 | 2.577 | 2.013 | 1.6482 | 2.5864 | 3.758 | 3.2251 | 4.3613 | 1.942 | 1.8145 | 2.4872 | 2.1642 | 2.2402 | 4.5778 | 2.5201 | 3.0067 | 1.3802 | 1.2732 | 2.1569 | 1.2947 | 1.7377 | 2.7342 | 2.6582 | 2.3703 | 1.8029 | 1.8066 | 2.9696 | 1.5215 | 2.3759 | 1.249 | 1.6088 | 1.2139 | 2.0804 | 1.6386 | 1.3824 | 2.085 | 3.0185 | 2.5908 | 3.4501 | 1.5904 | 1.4791 | 1.9846 | 1.786 | 1.8603 | 3.6308 | 2.043 | 2.3986
825 | 1.1783 | 3.3149 | 1.4505 | 1.9047 | 1.3765 | 2.3225 | 1.8304 | 2.08 | 1.7875 | 4.7875 | 2.1765 | 2.945 | 2.4025 | 6.9825 | 3.1118 | 4.085 | 2.1445 | 1.9722 | 3.3388 | 2.0287 | 2.8787 | 4.3324 | 4.3461 | 3.8744 | 2.8753 | 2.9164 | 4.8698 | 2.4456 | 3.8768 | 1.8985 | 2.4137 | 1.9197 | 3.3543 | 2.5887 | 2.019 | 3.3488 | 4.9331 | 4.2399 | 5.8578 | 2.4868 | 2.3344 | 3.3312 | 2.7597 | 2.7943 | 6.1201 | 3.2479 | 4.0324 | 1.9242 | 1.7693 | 3.0419 | 1.7998 | 2.5333 | 3.8911 | 3.7935 | 3.4047 | 2.51 | 2.5691 | 4.2605 | 2.1636 | 3.4121 | 1.7085 | 2.1553 | 1.702 | 2.9621 | 2.2943 | 1.8414 | 2.9739 | 4.3377 | 3.7238 | 5.0916 | 2.2076 | 2.07 | 2.8892 | 2.4469 | 2.5218 | 5.3285 | 2.8851 | 3.5013 | 1.6956 | 1.5606 | 2.6639 | 1.5859 | 2.1902 | 3.3954 | 3.3061 | 2.9575 | 2.2087 | 2.2443 | 3.7049 | 1.8885 | 2.9627 | 1.517 | 1.9279 | 1.4919 | 2.5827 | 2.0173 | 1.6518 | 2.5916 | 3.7658 | 3.2316 | 4.3701 | 1.9461 | 1.8184 | 2.4926 | 2.1684 | 2.245 | 4.5878 | 2.525 | 3.0134 | 1.3832 | 1.2761 | 2.1617 | 1.2975 | 1.7415 | 2.7394 | 2.6642 | 2.3751 | 1.8069 | 1.8102 | 2.9764 | 1.5247 | 2.3812 | 1.2518 | 1.6124 | 1.2165 | 2.085 | 1.6421 | 1.3855 | 2.0893 | 3.0247 | 2.5961 | 3.4572 | 1.5938 | 1.4823 | 1.9889 | 1.7895 | 1.8644 | 3.639 | 2.047 | 2.4039
826 | 1.1812 | 3.32 | 1.4541 | 1.9095 | 1.3803 | 2.3278 | 1.8353 | 2.0856 | 1.7922 | 4.795 | 2.1811 | 2.952 | 2.409 | 6.9934 | 3.12 | 4.0956 | 2.1491 | 1.9765 | 3.3461 | 2.0331 | 2.8849 | 4.3405 | 4.3557 | 3.8821 | 2.8815 | 2.9222 | 4.8807 | 2.4507 | 3.8855 | 1.9026 | 2.4189 | 1.9237 | 3.3616 | 2.594 | 2.0234 | 3.3554 | 4.9433 | 4.2483 | 5.8692 | 2.492 | 2.3395 | 3.3383 | 2.7651 | 2.8002 | 6.1329 | 3.254 | 4.0413 | 1.9284 | 1.7732 | 3.0486 | 1.8037 | 2.5387 | 3.8984 | 3.8019 | 3.4115 | 2.5155 | 2.5742 | 4.27 | 2.1681 | 3.4198 | 1.7122 | 2.1599 | 1.7056 | 2.9686 | 2.2991 | 1.8454 | 2.9799 | 4.3466 | 3.7312 | 5.1017 | 2.2122 | 2.0744 | 2.8954 | 2.4517 | 2.5271 | 5.3399 | 2.8906 | 3.509 | 1.6992 | 1.5641 | 2.6698 | 1.5894 | 2.195 | 3.4019 | 3.3135 | 2.9634 | 2.2135 | 2.2488 | 3.7133 | 1.8925 | 2.9693 | 1.5203 | 1.9321 | 1.4952 | 2.5883 | 2.0215 | 1.6555 | 2.5968 | 3.7736 | 3.2381 | 4.3789 | 1.9503 | 1.8224 | 2.498 | 2.1727 | 2.2498 | 4.5978 | 2.5298 | 3.02 | 1.3862 | 1.279 | 2.1665 | 1.3004 | 1.7454 | 2.7447 | 2.6702 | 2.3799 | 1.8109 | 1.8139 | 2.9832 | 1.528 | 2.3865 | 1.2546 | 1.6159 | 1.2192 | 2.0896 | 1.6456 | 1.3885 | 2.0935 | 3.031 | 2.6013 | 3.4644 | 1.5972 | 1.4855 | 1.9933 | 1.793 | 1.8684 | 3.6471 | 2.051 | 2.4093
827 | 1.1841 | 3.3251 | 1.4577 | 1.9143 | 1.3841 | 2.3331 | 1.8403 | 2.0912 | 1.7969 | 4.8025 | 2.1857 | 2.959 | 2.4155 | 7.0043 | 3.1282 | 4.1062 | 2.1537 | 1.9808 | 3.3534 | 2.0375 | 2.891 | 4.3487 | 4.3652 | 3.8897 | 2.8877 | 2.9281 | 4.8916 | 2.4558 | 3.8942 | 1.9067 | 2.4241 | 1.9278 | 3.369 | 2.5994 | 2.0278 | 3.3621 | 4.9534 | 4.2567 | 5.8806 | 2.4971 | 2.3445 | 3.3454 | 2.7705 | 2.8061 | 6.1457 | 3.2601 | 4.0501 | 1.9325 | 1.777 | 3.0552 | 1.8076 | 2.5442 | 3.9057 | 3.8103 | 3.4183 | 2.5209 | 2.5794 | 4.2796 | 2.1727 | 3.4274 | 1.7159 | 2.1646 | 1.7093 | 2.9751 | 2.3039 | 1.8495 | 2.9858 | 4.3556 | 3.7387 | 5.1118 | 2.2169 | 2.0789 | 2.9016 | 2.4566 | 2.5325 | 5.3513 | 2.8961 | 3.5168 | 1.7029 | 1.5675 | 2.6757 | 1.5928 | 2.1997 | 3.4083 | 3.3209 | 2.9693 | 2.2184 | 2.2533 | 3.7217 | 1.8965 | 2.976 | 1.5237 | 1.9364 | 1.4984 | 2.594 | 2.0258 | 1.6591 | 2.602 | 3.7813 | 3.2446 | 4.3877 | 1.9544 | 1.8263 | 2.5033 | 2.177 | 2.2546 | 4.6077 | 2.5347 | 3.0267 | 1.3892 | 1.2818 | 2.1714 | 1.3032 | 1.7492 | 2.7499 | 2.6762 | 2.3847 | 1.815 | 1.8175 | 2.99 | 1.5312 | 2.3919 | 1.2574 | 1.6195 | 1.2218 | 2.0943 | 1.6491 | 1.3916 | 2.0978 | 3.0373 | 2.6066 | 3.4715 | 1.6006 | 1.4887 | 1.9976 | 1.7966 | 1.8724 | 3.6552 | 2.055 | 2.4146
828 | 1.187 | 3.3302 | 1.4614 | 1.919 | 1.3878 | 2.3384 | 1.8452 | 2.0968 | 1.8016 | 4.81 | 2.1904 | 2.966 | 2.422 | 7.0152 | 3.1364 | 4.1168 | 2.1583 | 1.9851 | 3.3607 | 2.0419 | 2.8971 | 4.3568 | 4.3748 | 3.8974 | 2.8939 | 2.9339 | 4.9025 | 2.4609 | 3.903 | 1.9109 | 2.4293 | 1.9319 | 3.3763 | 2.6048 | 2.0322 | 3.3687 | 4.9636 | 4.2651 | 5.892 | 2.5023 | 2.3495 | 3.3524 | 2.7759 | 2.812 | 6.1585 | 3.2662 | 4.059 | 1.9367 | 1.7809 | 3.0619 | 1.8115 | 2.5496 | 3.9131 | 3.8187 | 3.425 | 2.5264 | 2.5845 | 4.2892 | 2.1772 | 3.4351 | 1.7197 | 2.1693 | 1.7129 | 2.9816 | 2.3087 | 1.8535 | 2.9917 | 4.3645 | 3.7461 | 5.1219 | 2.2215 | 2.0833 | 2.9077 | 2.4614 | 2.5379 | 5.3627 | 2.9016 | 3.5245 | 1.7065 | 1.571 | 2.6816 | 1.5963 | 2.2044 | 3.4147 | 3.3283 | 2.9752 | 2.2232 | 2.2578 | 3.73 | 1.9005 | 2.9826 | 1.527 | 1.9406 | 1.5016 | 2.5997 | 2.0301 | 1.6627 | 2.6072 | 3.7891 | 3.2511 | 4.3966 | 1.9585 | 1.8302 | 2.5087 | 2.1813 | 2.2594 | 4.6177 | 2.5395 | 3.0334 | 1.3922 | 1.2847 | 2.1762 | 1.306 | 1.7531 | 2.7552 | 2.6823 | 2.3895 | 1.819 | 1.8212 | 2.9968 | 1.5345 | 2.3972 | 1.2601 | 1.6231 | 1.2245 | 2.0989 | 1.6527 | 1.3947 | 2.102 | 3.0436 | 2.6118 | 3.4787 | 1.604 | 1.492 | 2.0019 | 1.8001 | 1.8765 | 3.6633 | 2.059 | 2.42
829 | 1.19 | 3.3353 | 1.465 | 1.9238 | 1.3916 | 2.3437 | 1.8501 | 2.1024 | 1.8063 | 4.8175 | 2.195 | 2.973 | 2.4285 | 7.0261 | 3.1447 | 4.1274 | 2.1629 | 1.9893 | 3.368 | 2.0463 | 2.9032 | 4.3649 | 4.3844 | 3.9051 | 2.9001 | 2.9398 | 4.9134 | 2.466 | 3.9117 | 1.915 | 2.4345 | 1.9359 | 3.3836 | 2.6101 | 2.0366 | 3.3753 | 4.9737 | 4.2735 | 5.9033 | 2.5075 | 2.3545 | 3.3595 | 2.7813 | 2.818 | 6.1713 | 3.2723 | 4.0678 | 1.9408 | 1.7848 | 3.0686 | 1.8154 | 2.555 | 3.9204 | 3.8271 | 3.4318 | 2.5318 | 2.5897 | 4.2988 | 2.1817 | 3.4428 | 1.7234 | 2.174 | 1.7165 | 2.9881 | 2.3135 | 1.8575 | 2.9976 | 4.3735 | 3.7536 | 5.132 | 2.2261 | 2.0878 | 2.9139 | 2.4662 | 2.5432 | 5.374 | 2.9071 | 3.5323 | 1.7102 | 1.5744 | 2.6875 | 1.5997 | 2.2092 | 3.4212 | 3.3357 | 2.9811 | 2.228 | 2.2623 | 3.7384 | 1.9045 | 2.9892 | 1.5303 | 1.9448 | 1.5048 | 2.6054 | 2.0343 | 1.6664 | 2.6124 | 3.7969 | 3.2576 | 4.4054 | 1.9626 | 1.8342 | 2.5141 | 2.1855 | 2.2642 | 4.6277 | 2.5444 | 3.0401 | 1.3952 | 1.2875 | 2.1811 | 1.3089 | 1.7569 | 2.7604 | 2.6883 | 2.3943 | 1.823 | 1.8249 | 3.0036 | 1.5377 | 2.4026 | 1.2629 | 1.6267 | 1.2272 | 2.1035 | 1.6562 | 1.3978 | 2.1063 | 3.0499 | 2.6171 | 3.4858 | 1.6073 | 1.4952 | 2.0062 | 1.8037 | 1.8805 | 3.6715 | 2.063 | 2.4254
830 | 1.1929 | 3.3404 | 1.4686 | 1.9285 | 1.3954 | 2.349 | 1.855 | 2.108 | 1.811 | 4.825 | 2.1996 | 2.98 | 2.435 | 7.037 | 3.1529 | 4.138 | 2.1675 | 1.9936 | 3.3752 | 2.0507 | 2.9093 | 4.373 | 4.3939 | 3.9127 | 2.9062 | 2.9456 | 4.9243 | 2.4711 | 3.9204 | 1.9191 | 2.4397 | 1.94 | 3.391 | 2.6155 | 2.041 | 3.3819 | 4.9839 | 4.282 | 5.9147 | 2.5126 | 2.3595 | 3.3666 | 2.7867 | 2.8239 | 6.1841 | 3.2784 | 4.0767 | 1.9449 | 1.7887 | 3.0753 | 1.8193 | 2.5604 | 3.9277 | 3.8356 | 3.4386 | 2.5373 | 2.5948 | 4.3084 | 2.1863 | 3.4504 | 1.7271 | 2.1787 | 1.7202 | 2.9946 | 2.3183 | 1.8615 | 3.0035 | 4.3824 | 3.761 | 5.1421 | 2.2308 | 2.0923 | 2.9201 | 2.471 | 2.5486 | 5.3854 | 2.9126 | 3.54 | 1.7139 | 1.5778 | 2.6934 | 1.6032 | 2.2139 | 3.4276 | 3.3431 | 2.987 | 2.2329 | 2.2668 | 3.7468 | 1.9084 | 2.9959 | 1.5336 | 1.9491 | 1.508 | 2.6111 | 2.0386 | 1.67 | 2.6176 | 3.8047 | 3.2641 | 4.4142 | 1.9667 | 1.8381 | 2.5194 | 2.1898 | 2.269 | 4.6377 | 2.5493 | 3.0468 | 1.3982 | 1.2904 | 2.1859 | 1.3117 | 1.7607 | 2.7657 | 2.6943 | 2.3991 | 1.827 | 1.8285 | 3.0104 | 1.5409 | 2.4079 | 1.2657 | 1.6302 | 1.2298 | 2.1081 | 1.6597 | 1.4008 | 2.1105 | 3.0562 | 2.6224 | 3.493 | 1.6107 | 1.4984 | 2.0106 | 1.8072 | 1.8845 | 3.6796 | 2.067 | 2.4307
831 | 1.1958 | 3.3455 | 1.4722 | 1.9333 | 1.3992 | 2.3543 | 1.86 | 2.1136 | 1.8157 | 4.8325 | 2.2042 | 2.987 | 2.4415 | 7.0479 | 3.1611 | 4.1486 | 2.1721 | 1.9979 | 3.3825 | 2.0551 | 2.9154 | 4.3811 | 4.4035 | 3.9204 | 2.9124 | 2.9514 | 4.9352 | 2.4763 | 3.9292 | 1.9232 | 2.445 | 1.9441 | 3.3983 | 2.6209 | 2.0454 | 3.3885 | 4.994 | 4.2904 | 5.9261 | 2.5178 | 2.3645 | 3.3736 | 2.7921 | 2.8298 | 6.1969 | 3.2846 | 4.0856 | 1.9491 | 1.7925 | 3.082 | 1.8232 | 2.5658 | 3.935 | 3.844 | 3.4454 | 2.5427 | 2.6 | 4.318 | 2.1908 | 3.4581 | 1.7308 | 2.1834 | 1.7238 | 3.0011 | 2.3231 | 1.8655 | 3.0094 | 4.3914 | 3.7685 | 5.1522 | 2.2354 | 2.0967 | 2.9263 | 2.4758 | 2.554 | 5.3968 | 2.9181 | 3.5478 | 1.7175 | 1.5813 | 2.6993 | 1.6066 | 2.2186 | 3.434 | 3.3504 | 2.9929 | 2.2377 | 2.2713 | 3.7552 | 1.9124 | 3.0025 | 1.537 | 1.9533 | 1.5113 | 2.6168 | 2.0428 | 1.6736 | 2.6228 | 3.8125 | 3.2705 | 4.423 | 1.9708 | 1.842 | 2.5248 | 2.1941 | 2.2738 | 4.6477 | 2.5541 | 3.0535 | 1.4012 | 1.2932 | 2.1908 | 1.3146 | 1.7646 | 2.7709 | 2.7003 | 2.4039 | 1.831 | 1.8322 | 3.0172 | 1.5442 | 2.4132 | 1.2685 | 1.6338 | 1.2325 | 2.1128 | 1.6632 | 1.4039 | 2.1148 | 3.0625 | 2.6276 | 3.5001 | 1.6141 | 1.5017 | 2.0149 | 1.8108 | 1.8886 | 3.6877 | 2.071 | 2.4361
832 | 1.1988 | 3.3506 | 1.4758 | 1.938 | 1.403 | 2.3596 | 1.8649 | 2.1192 | 1.8204 | 4.84 | 2.2088 | 2.994 | 2.448 | 7.0588 | 3.1694 | 4.1592 | 2.1767 | 2.0022 | 3.3898 | 2.0595 | 2.9215 | 4.3893 | 4.4131 | 3.9281 | 2.9186 | 2.9573 | 4.9461 | 2.4814 | 3.9379 | 1.9273 | 2.4502 | 1.9481 | 3.4056 | 2.6262 | 2.0498 | 3.3952 | 5.0042 | 4.2988 | 5.9375 | 2.523 | 2.3696 | 3.3807 | 2.7975 | 2.8357 | 6.2097 | 3.2907 | 4.0944 | 1.9532 | 1.7964 | 3.0887 | 1.8272 | 2.5712 | 3.9424 | 3.8524 | 3.4522 | 2.5482 | 2.6051 | 4.3276 | 2.1954 | 3.4657 | 1.7346 | 2.1881 | 1.7274 | 3.0076 | 2.328 | 1.8696 | 3.0153 | 4.4003 | 3.7759 | 5.1623 | 2.24 | 2.1012 | 2.9325 | 2.4806 | 2.5593 | 5.4082 | 2.9236 | 3.5555 | 1.7212 | 1.5847 | 2.7052 | 1.6101 | 2.2234 | 3.4405 | 3.3578 | 2.9988 | 2.2426 | 2.2758 | 3.7635 | 1.9164 | 3.0092 | 1.5403 | 1.9575 | 1.5145 | 2.6224 | 2.0471 | 1.6773 | 2.628 | 3.8203 | 3.277 | 4.4318 | 1.9749 | 1.8459 | 2.5302 | 2.1984 | 2.2787 | 4.6576 | 2.559 | 3.0602 | 1.4043 | 1.2961 | 2.1956 | 1.3174 | 1.7684 | 2.7762 | 2.7064 | 2.4087 | 1.835 | 1.8358 | 3.024 | 1.5474 | 2.4186 | 1.2712 | 1.6374 | 1.2352 | 2.1174 | 1.6667 | 1.407 | 2.119 | 3.0688 | 2.6329 | 3.5073 | 1.6175 | 1.5049 | 2.0192 | 1.8143 | 1.8926 | 3.6959 | 2.075 | 2.4414
833 | 1.2017 | 3.3557 | 1.4795 | 1.9427 | 1.4068 | 2.3649 | 1.8698 | 2.1248 | 1.8251 | 4.8475 | 2.2135 | 3.001 | 2.4545 | 7.0697 | 3.1776 | 4.1698 | 2.1813 | 2.0065 | 3.3971 | 2.0639 | 2.9276 | 4.3974 | 4.4226 | 3.9358 | 2.9248 | 2.9631 | 4.957 | 2.4865 | 3.9466 | 1.9315 | 2.4554 | 1.9522 | 3.413 | 2.6316 | 2.0542 | 3.4018 | 5.0143 | 4.3072 | 5.9489 | 2.5282 | 2.3746 | 3.3878 | 2.8029 | 2.8416 | 6.2225 | 3.2968 | 4.1033 | 1.9574 | 1.8003 | 3.0953 | 1.8311 | 2.5766 | 3.9497 | 3.8608 | 3.4589 | 2.5536 | 2.6102 | 4.3371 | 2.1999 | 3.4734 | 1.7383 | 2.1928 | 1.7311 | 3.0141 | 2.3328 | 1.8736 | 3.0213 | 4.4093 | 3.7834 | 5.1724 | 2.2447 | 2.1056 | 2.9387 | 2.4854 | 2.5647 | 5.4195 | 2.929 | 3.5633 | 1.7248 | 1.5882 | 2.7111 | 1.6135 | 2.2281 | 3.4469 | 3.3652 | 3.0048 | 2.2474 | 2.2803 | 3.7719 | 1.9204 | 3.0158 | 1.5436 | 1.9617 | 1.5177 | 2.6281 | 2.0513 | 1.6809 | 2.6332 | 3.8281 | 3.2835 | 4.4407 | 1.979 | 1.8499 | 2.5355 | 2.2026 | 2.2835 | 4.6676 | 2.5638 | 3.0669 | 1.4073 | 1.2989 | 2.2005 | 1.3202 | 1.7723 | 2.7814 | 2.7124 | 2.4135 | 1.8391 | 1.8395 | 3.0308 | 1.5507 | 2.4239 | 1.274 | 1.641 | 1.2378 | 2.122 | 1.6702 | 1.4101 | 2.1233 | 3.0751 | 2.6381 | 3.5144 | 1.6209 | 1.5081 | 2.0236 | 1.8179 | 1.8966 | 3.704 | 2.079 | 2.4468
834 | 1.2046 | 3.3608 | 1.4831 | 1.9475 | 1.4106 | 2.3702 | 1.8748 | 2.1304 | 1.8298 | 4.855 | 2.2181 | 3.008 | 2.461 | 7.0806 | 3.1858 | 4.1804 | 2.1859 | 2.0108 | 3.4044 | 2.0683 | 2.9337 | 4.4055 | 4.4322 | 3.9434 | 2.931 | 2.969 | 4.9679 | 2.4916 | 3.9554 | 1.9356 | 2.4606 | 1.9563 | 3.4203 | 2.637 | 2.0586 | 3.4084 | 5.0245 | 4.3156 | 5.9603 | 2.5333 | 2.3796 | 3.3948 | 2.8083 | 2.8476 | 6.2353 | 3.3029 | 4.1121 | 1.9615 | 1.8041 | 3.102 | 1.835 | 2.582 | 3.957 | 3.8692 | 3.4657 | 2.5591 | 2.6154 | 4.3467 | 2.2045 | 3.481 | 1.742 | 2.1975 | 1.7347 | 3.0205 | 2.3376 | 1.8776 | 3.0272 | 4.4182 | 3.7909 | 5.1825 | 2.2493 | 2.1101 | 2.9448 | 2.4903 | 2.5701 | 5.4309 | 2.9345 | 3.571 | 1.7285 | 1.5916 | 2.717 | 1.617 | 2.2328 | 3.4533 | 3.3726 | 3.0107 | 2.2523 | 2.2848 | 3.7803 | 1.9244 | 3.0224 | 1.5469 | 1.966 | 1.5209 | 2.6338 | 2.0556 | 1.6845 | 2.6384 | 3.8359 | 3.29 | 4.4495 | 1.9831 | 1.8538 | 2.5409 | 2.2069 | 2.2883 | 4.6776 | 2.5687 | 3.0735 | 1.4103 | 1.3018 | 2.2053 | 1.3231 | 1.7761 | 2.7867 | 2.7184 | 2.4183 | 1.8431 | 1.8431 | 3.0376 | 1.5539 | 2.4292 | 1.2768 | 1.6445 | 1.2405 | 2.1266 | 1.6738 | 1.4131 | 2.1275 | 3.0814 | 2.6434 | 3.5215 | 1.6243 | 1.5114 | 2.0279 | 1.8214 | 1.9007 | 3.7121 | 2.083 | 2.4521
835 | 1.2075 | 3.3659 | 1.4867 | 1.9523 | 1.4144 | 2.3755 | 1.8797 | 2.136 | 1.8345 | 4.8625 | 2.2227 | 3.015 | 2.4675 | 7.0915 | 3.1941 | 4.191 | 2.1905 | 2.0151 | 3.4117 | 2.0727 | 2.9398 | 4.4136 | 4.4418 | 3.9511 | 2.9372 | 2.9748 | 4.9788 | 2.4967 | 3.9641 | 1.9397 | 2.4658 | 1.9603 | 3.4277 | 2.6423 | 2.063 | 3.415 | 5.0346 | 4.3241 | 5.9717 | 2.5385 | 2.3846 | 3.4019 | 2.8137 | 2.8535 | 6.2481 | 3.309 | 4.121 | 1.9656 | 1.808 | 3.1087 | 1.8389 | 2.5874 | 3.9644 | 3.8776 | 3.4725 | 2.5645 | 2.6205 | 4.3563 | 2.209 | 3.4887 | 1.7457 | 2.2022 | 1.7383 | 3.027 | 2.3424 | 1.8816 | 3.0331 | 4.4272 | 3.7983 | 5.1926 | 2.2539 | 2.1146 | 2.951 | 2.4951 | 2.5754 | 5.4423 | 2.94 | 3.5788 | 1.7322 | 1.5951 | 2.7229 | 1.6204 | 2.2376 | 3.4598 | 3.38 | 3.0166 | 2.2571 | 2.2893 | 3.7887 | 1.9284 | 3.0291 | 1.5503 | 1.9702 | 1.5241 | 2.6395 | 2.0599 | 1.6882 | 2.6436 | 3.8437 | 3.2965 | 4.4583 | 1.9872 | 1.8577 | 2.5463 | 2.2112 | 2.2931 | 4.6876 | 2.5735 | 3.0802 | 1.4133 | 1.3046 | 2.2102 | 1.3259 | 1.7799 | 2.7919 | 2.7245 | 2.4231 | 1.8471 | 1.8468 | 3.0444 | 1.5572 | 2.4346 | 1.2796 | 1.6481 | 1.2431 | 2.1313 | 1.6773 | 1.4162 | 2.1318 | 3.0877 | 2.6486 | 3.5287 | 1.6277 | 1.5146 | 2.0322 | 1.825 | 1.9047 | 3.7202 | 2.087 | 2.4575
836 | 1.2105 | 3.371 | 1.4903 | 1.957 | 1.4182 | 2.3808 | 1.8846 | 2.1416 | 1.8392 | 4.87 | 2.2273 | 3.022 | 2.474 | 7.1024 | 3.2023 | 4.2016 | 2.1951 | 2.0193 | 3.419 | 2.0771 | 2.9459 | 4.4217 | 4.4513 | 3.9588 | 2.9434 | 2.9806 | 4.9897 | 2.5018 | 3.9728 | 1.9438 | 2.471 | 1.9644 | 3.435 | 2.6477 | 2.0674 | 3.4216 | 5.0448 | 4.3325 | 5.9831 | 2.5437 | 2.3896 | 3.409 | 2.8191 | 2.8594 | 6.2609 | 3.3151 | 4.1298 | 1.9698 | 1.8119 | 3.1154 | 1.8428 | 2.5929 | 3.9717 | 3.886 | 3.4793 | 2.57 | 2.6257 | 4.3659 | 2.2135 | 3.4964 | 1.7494 | 2.2069 | 1.742 | 3.0335 | 2.3472 | 1.8856 | 3.039 | 4.4361 | 3.8058 | 5.2027 | 2.2586 | 2.119 | 2.9572 | 2.4999 | 2.5808 | 5.4537 | 2.9455 | 3.5865 | 1.7358 | 1.5985 | 2.7288 | 1.6239 | 2.2423 | 3.4662 | 3.3874 | 3.0225 | 2.2619 | 2.2938 | 3.797 | 1.9323 | 3.0357 | 1.5536 | 1.9744 | 1.5274 | 2.6452 | 2.0641 | 1.6918 | 2.6488 | 3.8515 | 3.303 | 4.4671 | 1.9913 | 1.8617 | 2.5516 | 2.2155 | 2.2979 | 4.6976 | 2.5784 | 3.0869 | 1.4163 | 1.3075 | 2.215 | 1.3288 | 1.7838 | 2.7972 | 2.7305 | 2.4279 | 1.8511 | 1.8504 | 3.0512 | 1.5604 | 2.4399 | 1.2823 | 1.6517 | 1.2458 | 2.1359 | 1.6808 | 1.4193 | 2.136 | 3.094 | 2.6539 | 3.5358 | 1.6311 | 1.5178 | 2.0366 | 1.8285 | 1.9087 | 3.7284 | 2.091 | 2.4628
837 | 1.2134 | 3.3761 | 1.4939 | 1.9618 | 1.422 | 2.3861 | 1.8895 | 2.1472 | 1.8439 | 4.8775 | 2.2319 | 3.029 | 2.4805 | 7.1133 | 3.2105 | 4.2122 | 2.1997 | 2.0236 | 3.4263 | 2.0815 | 2.952 | 4.4299 | 4.4609 | 3.9665 | 2.9496 | 2.9865 | 5.0005 | 2.5069 | 3.9816 | 1.948 | 2.4762 | 1.9685 | 3.4423 | 2.6531 | 2.0718 | 3.4283 | 5.0549 | 4.3409 | 5.9945 | 2.5488 | 2.3947 | 3.416 | 2.8245 | 2.8653 | 6.2737 | 3.3213 | 4.1387 | 1.9739 | 1.8157 | 3.1221 | 1.8467 | 2.5983 | 3.979 | 3.8944 | 3.4861 | 2.5755 | 2.6308 | 4.3755 | 2.2181 | 3.504 | 1.7532 | 2.2116 | 1.7456 | 3.04 | 2.352 | 1.8897 | 3.0449 | 4.445 | 3.8132 | 5.2128 | 2.2632 | 2.1235 | 2.9634 | 2.5047 | 2.5862 | 5.465 | 2.951 | 3.5942 | 1.7395 | 1.6019 | 2.7347 | 1.6274 | 2.247 | 3.4726 | 3.3948 | 3.0284 | 2.2668 | 2.2983 | 3.8054 | 1.9363 | 3.0424 | 1.5569 | 1.9786 | 1.5306 | 2.6508 | 2.0684 | 1.6954 | 2.654 | 3.8592 | 3.3095 | 4.4759 | 1.9954 | 1.8656 | 2.557 | 2.2198 | 2.3027 | 4.7075 | 2.5832 | 3.0936 | 1.4193 | 1.3103 | 2.2199 | 1.3316 | 1.7876 | 2.8024 | 2.7365 | 2.4327 | 1.8551 | 1.8541 | 3.058 | 1.5637 | 2.4453 | 1.2851 | 1.6553 | 1.2485 | 2.1405 | 1.6843 | 1.4224 | 2.1402 | 3.1002 | 2.6592 | 3.543 | 1.6345 | 1.5211 | 2.0409 | 1.8321 | 1.9128 | 3.7365 | 2.095 | 2.4682
838 | 1.2163 | 3.3812 | 1.4976 | 1.9665 | 1.4258 | 2.3914 | 1.8945 | 2.1528 | 1.8486 | 4.885 | 2.2366 | 3.036 | 2.487 | 7.1242 | 3.2187 | 4.2228 | 2.2043 | 2.0279 | 3.4336 | 2.0859 | 2.9581 | 4.438 | 4.4705 | 3.9741 | 2.9558 | 2.9923 | 5.0114 | 2.512 | 3.9903 | 1.9521 | 2.4815 | 1.9725 | 3.4497 | 2.6584 | 2.0761 | 3.4349 | 5.0651 | 4.3493 | 6.0059 | 2.554 | 2.3997 | 3.4231 | 2.8298 | 2.8712 | 6.2866 | 3.3274 | 4.1476 | 1.978 | 1.8196 | 3.1287 | 1.8506 | 2.6037 | 3.9864 | 3.9029 | 3.4928 | 2.5809 | 2.636 | 4.3851 | 2.2226 | 3.5117 | 1.7569 | 2.2163 | 1.7492 | 3.0465 | 2.3568 | 1.8937 | 3.0508 | 4.454 | 3.8207 | 5.2229 | 2.2678 | 2.128 | 2.9696 | 2.5095 | 2.5915 | 5.4764 | 2.9565 | 3.602 | 1.7432 | 1.6054 | 2.7406 | 1.6308 | 2.2518 | 3.4791 | 3.4021 | 3.0343 | 2.2716 | 2.3028 | 3.8138 | 1.9403 | 3.049 | 1.5602 | 1.9829 | 1.5338 | 2.6565 | 2.0726 | 1.6991 | 2.6592 | 3.867 | 3.316 | 4.4848 | 1.9995 | 1.8695 | 2.5624 | 2.224 | 2.3075 | 4.7175 | 2.5881 | 3.1003 | 1.4223 | 1.3132 | 2.2247 | 1.3345 | 1.7915 | 2.8077 | 2.7425 | 2.4375 | 1.8591 | 1.8578 | 3.0648 | 1.5669 | 2.4506 | 1.2879 | 1.6588 | 1.2511 | 2.1451 | 1.6878 | 1.4254 | 2.1445 | 3.1065 | 2.6644 | 3.5501 | 1.6379 | 1.5243 | 2.0452 | 1.8356 | 1.9168 | 3.7446 | 2.099 | 2.4736
839 | 1.2193 | 3.3863 | 1.5012 | 1.9713 | 1.4296 | 2.3967 | 1.8994 | 2.1584 | 1.8533 | 4.8925 | 2.2412 | 3.043 | 2.4935 | 7.1351 | 3.227 | 4.2334 | 2.2089 | 2.0322 | 3.4409 | 2.0903 | 2.9642 | 4.4461 | 4.48 | 3.9818 | 2.962 | 2.9982 | 5.0223 | 2.5172 | 3.999 | 1.9562 | 2.4867 | 1.9766 | 3.457 | 2.6638 | 2.0805 | 3.4415 | 5.0752 | 4.3577 | 6.0173 | 2.5592 | 2.4047 | 3.4302 | 2.8352 | 2.8772 | 6.2994 | 3.3335 | 4.1564 | 1.9822 | 1.8235 | 3.1354 | 1.8545 | 2.6091 | 3.9937 | 3.9113 | 3.4996 | 2.5864 | 2.6411 | 4.3947 | 2.2272 | 3.5193 | 1.7606 | 2.221 | 1.7529 | 3.053 | 2.3616 | 1.8977 | 3.0567 | 4.4629 | 3.8281 | 5.233 | 2.2725 | 2.1324 | 2.9757 | 2.5143 | 2.5969 | 5.4878 | 2.962 | 3.6097 | 1.7468 | 1.6088 | 2.7465 | 1.6343 | 2.2565 | 3.4855 | 3.4095 | 3.0402 | 2.2765 | 2.3073 | 3.8222 | 1.9443 | 3.0556 | 1.5636 | 1.9871 | 1.537 | 2.6622 | 2.0769 | 1.7027 | 2.6644 | 3.8748 | 3.3225 | 4.4936 | 2.0037 | 1.8735 | 2.5678 | 2.2283 | 2.3123 | 4.7275 | 2.5929 | 3.107 | 1.4253 | 1.316 | 2.2296 | 1.3373 | 1.7953 | 2.8129 | 2.7486 | 2.4423 | 1.8632 | 1.8614 | 3.0716 | 1.5702 | 2.4559 | 1.2907 | 1.6624 | 1.2538 | 2.1497 | 1.6913 | 1.4285 | 2.1487 | 3.1128 | 2.6697 | 3.5573 | 1.6413 | 1.5275 | 2.0495 | 1.8392 | 1.9208 | 3.7528 | 2.103 | 2.4789
840 | 1.2222 | 3.3914 | 1.5048 | 1.976 | 1.4334 | 2.402 | 1.9043 | 2.164 | 1.858 | 4.9 | 2.2458 | 3.05 | 2.5 | 7.146 | 3.2352 | 4.244 | 2.2135 | 2.0365 | 3.4482 | 2.0947 | 2.9703 | 4.4542 | 4.4896 | 3.9895 | 2.9682 | 3.004 | 5.0332 | 2.5223 | 4.0078 | 1.9603 | 2.4919 | 1.9807 | 3.4643 | 2.6691 | 2.0849 | 3.4481 | 5.0854 | 4.3662 | 6.0287 | 2.5643 | 2.4097 | 3.4373 | 2.8406 | 2.8831 | 6.3122 | 3.3396 | 4.1653 | 1.9863 | 1.8274 | 3.1421 | 1.8584 | 2.6145 | 4.001 | 3.9197 | 3.5064 | 2.5918 | 2.6463 | 4.4042 | 2.2317 | 3.527 | 1.7643 | 2.2257 | 1.7565 | 3.0595 | 2.3664 | 1.9017 | 3.0626 | 4.4719 | 3.8356 | 5.2431 | 2.2771 | 2.1369 | 2.9819 | 2.5191 | 2.6023 | 5.4991 | 2.9675 | 3.6175 | 1.7505 | 1.6123 | 2.7524 | 1.6377 | 2.2612 | 3.4919 | 3.4169 | 3.0462 | 2.2813 | 2.3118 | 3.8305 | 1.9483 | 3.0623 | 1.5669 | 1.9913 | 1.5402 | 2.6679 | 2.0811 | 1.7063 | 2.6696 | 3.8826 | 3.329 | 4.5024 | 2.0078 | 1.8774 | 2.5731 | 2.2326 | 2.3171 | 4.7375 | 2.5978 | 3.1137 | 1.4283 | 1.3189 | 2.2344 | 1.3401 | 1.7991 | 2.8182 | 2.7546 | 2.4471 | 1.8672 | 1.8651 | 3.0784 | 1.5734 | 2.4613 | 1.2934 | 1.666 | 1.2565 | 2.1544 | 1.6949 | 1.4316 | 2.153 | 3.1191 | 2.6749 | 3.5644 | 1.6447 | 1.5307 | 2.0539 | 1.8427 | 1.9249 | 3.7609 | 2.107 | 2.4843
841 | 1.2251 | 3.3965 | 1.5084 | 1.9808 | 1.4372 | 2.4073 | 1.9092 | 2.1696 | 1.8627 | 4.9075 | 2.2504 | 3.057 | 2.5065 | 7.1569 | 3.2434 | 4.2546 | 2.2181 | 2.0408 | 3.4555 | 2.0991 | 2.9764 | 4.4623 | 4.4992 | 3.9971 | 2.9744 | 3.0098 | 5.0441 | 2.5274 | 4.0165 | 1.9644 | 2.4971 | 1.9847 | 3.4717 | 2.6745 | 2.0893 | 3.4548 | 5.0955 | 4.3746 | 6.0401 | 2.5695 | 2.4147 | 3.4443 | 2.846 | 2.889 | 6.325 | 3.3457 | 4.1741 | 1.9905 | 1.8312 | 3.1488 | 1.8623 | 2.6199 | 4.0083 | 3.9281 | 3.5132 | 2.5973 | 2.6514 | 4.4138 | 2.2362 | 3.5346 | 1.7681 | 2.2304 | 1.7601 | 3.066 | 2.3712 | 1.9058 | 3.0686 | 4.4808 | 3.843 | 5.2532 | 2.2817 | 2.1413 | 2.9881 | 2.524 | 2.6076 | 5.5105 | 2.973 | 3.6252 | 1.7541 | 1.6157 | 2.7583 | 1.6412 | 2.266 | 3.4984 | 3.4243 | 3.0521 | 2.2861 | 2.3163 | 3.8389 | 1.9522 | 3.0689 | 1.5702 | 1.9956 | 1.5435 | 2.6736 | 2.0854 | 1.71 | 2.6748 | 3.8904 | 3.3355 | 4.5112 | 2.0119 | 1.8813 | 2.5785 | 2.2369 | 2.3219 | 4.7474 | 2.6026 | 3.1204 | 1.4314 | 1.3217 | 2.2392 | 1.343 | 1.803 | 2.8234 | 2.7606 | 2.4519 | 1.8712 | 1.8687 | 3.0852 | 1.5767 | 2.4666 | 1.2962 | 1.6695 | 1.2591 | 2.159 | 1.6984 | 1.4346 | 2.1572 | 3.1254 | 2.6802 | 3.5716 | 1.6481 | 1.534 | 2.0582 | 1.8463 | 1.9289 | 3.769 | 2.111 | 2.4896
842 | 1.2281 | 3.4016 | 1.512 | 1.9855 | 1.441 | 2.4126 | 1.9142 | 2.1752 | 1.8674 | 4.915 | 2.255 | 3.064 | 2.513 | 7.1678 | 3.2517 | 4.2652 | 2.2227 | 2.0451 | 3.4628 | 2.1035 | 2.9825 | 4.4705 | 4.5087 | 4.0048 | 2.9806 | 3.0157 | 5.055 | 2.5325 | 4.0252 | 1.9686 | 2.5023 | 1.9888 | 3.479 | 2.6799 | 2.0937 | 3.4614 | 5.1057 | 4.383 | 6.0515 | 2.5747 | 2.4197 | 3.4514 | 2.8514 | 2.8949 | 6.3378 | 3.3518 | 4.183 | 1.9946 | 1.8351 | 3.1555 | 1.8662 | 2.6253 | 4.0157 | 3.9365 | 3.52 | 2.6027 | 2.6566 | 4.4234 | 2.2408 | 3.5423 | 1.7718 | 2.2351 | 1.7638 | 3.0725 | 2.376 | 1.9098 | 3.0745 | 4.4898 | 3.8505 | 5.2633 | 2.2864 | 2.1458 | 2.9943 | 2.5288 | 2.613 | 5.5219 | 2.9784 | 3.633 | 1.7578 | 1.6192 | 2.7642 | 1.6446 | 2.2707 | 3.5048 | 3.4317 | 3.058 | 2.291 | 2.3208 | 3.8473 | 1.9562 | 3.0755 | 1.5735 | 1.9998 | 1.5467 | 2.6793 | 2.0897 | 1.7136 | 2.68 | 3.8982 | 3.342 | 4.52 | 2.016 | 1.8852 | 2.5839 | 2.2411 | 2.3267 | 4.7574 | 2.6075 | 3.1271 | 1.4344 | 1.3246 | 2.2441 | 1.3458 | 1.8068 | 2.8287 | 2.7666 | 2.4567 | 1.8752 | 1.8724 | 3.092 | 1.5799 | 2.472 | 1.299 | 1.6731 | 1.2618 | 2.1636 | 1.7019 | 1.4377 | 2.1615 | 3.1317 | 2.6854 | 3.5787 | 1.6515 | 1.5372 | 2.0625 | 1.8498 | 1.933 | 3.7771 | 2.115 | 2.495
843 | 1.231 | 3.4066 | 1.5157 | 1.9903 | 1.4448 | 2.4179 | 1.9191 | 2.1808 | 1.8721 | 4.9225 | 2.2597 | 3.071 | 2.5195 | 7.1787 | 3.2599 | 4.2758 | 2.2273 | 2.0493 | 3.4701 | 2.1079 | 2.9886 | 4.4786 | 4.5183 | 4.0125 | 2.9868 | 3.0215 | 5.0659 | 2.5376 | 4.034 | 1.9727 | 2.5075 | 1.9929 | 3.4864 | 2.6852 | 2.0981 | 3.468 | 5.1158 | 4.3914 | 6.0629 | 2.5799 | 2.4248 | 3.4585 | 2.8568 | 2.9009 | 6.3506 | 3.358 | 4.1919 | 1.9987 | 1.839 | 3.1622 | 1.8702 | 2.6307 | 4.023 | 3.9449 | 3.5267 | 2.6082 | 2.6617 | 4.433 | 2.2453 | 3.55 | 1.7755 | 2.2398 | 1.7674 | 3.079 | 2.3809 | 1.9138 | 3.0804 | 4.4987 | 3.8579 | 5.2734 | 2.291 | 2.1503 | 3.0005 | 2.5336 | 2.6184 | 5.5333 | 2.9839 | 3.6407 | 1.7615 | 1.6226 | 2.7701 | 1.6481 | 2.2754 | 3.5112 | 3.4391 | 3.0639 | 2.2958 | 2.3253 | 3.8557 | 1.9602 | 3.0822 | 1.5769 | 2.004 | 1.5499 | 2.6849 | 2.0939 | 1.7172 | 2.6852 | 3.906 | 3.3485 | 4.5289 | 2.0201 | 1.8892 | 2.5892 | 2.2454 | 2.3315 | 4.7674 | 2.6123 | 3.1337 | 1.4374 | 1.3274 | 2.2489 | 1.3487 | 1.8107 | 2.8339 | 2.7727 | 2.4615 | 1.8792 | 1.876 | 3.0988 | 1.5832 | 2.4773 | 1.3018 | 1.6767 | 1.2644 | 2.1682 | 1.7054 | 1.4408 | 2.1657 | 3.138 | 2.6907 | 3.5859 | 1.6549 | 1.5404 | 2.0669 | 1.8534 | 1.937 | 3.7853 | 2.119 | 2.5003
844 | 1.2339 | 3.4117 | 1.5193 | 1.995 | 1.4486 | 2.4232 | 1.924 | 2.1864 | 1.8768 | 4.93 | 2.2643 | 3.078 | 2.526 | 7.1896 | 3.2681 | 4.2864 | 2.2319 | 2.0536 | 3.4774 | 2.1122 | 2.9947 | 4.4867 | 4.5279 | 4.0202 | 2.993 | 3.0274 | 5.0768 | 2.5427 | 4.0427 | 1.9768 | 2.5128 | 1.9969 | 3.4937 | 2.6906 | 2.1025 | 3.4746 | 5.1259 | 4.3998 | 6.0743 | 2.585 | 2.4298 | 3.4655 | 2.8622 | 2.9068 | 6.3634 | 3.3641 | 4.2007 | 2.0029 | 1.8428 | 3.1688 | 1.8741 | 2.6362 | 4.0303 | 3.9533 | 3.5335 | 2.6136 | 2.6668 | 4.4426 | 2.2499 | 3.5576 | 1.7792 | 2.2445 | 1.771 | 3.0855 | 2.3857 | 1.9178 | 3.0863 | 4.5077 | 3.8654 | 5.2835 | 2.2956 | 2.1547 | 3.0066 | 2.5384 | 2.6237 | 5.5446 | 2.9894 | 3.6485 | 1.7651 | 1.626 | 2.776 | 1.6515 | 2.2802 | 3.5177 | 3.4464 | 3.0698 | 2.3007 | 2.3299 | 3.864 | 1.9642 | 3.0888 | 1.5802 | 2.0082 | 1.5531 | 2.6906 | 2.0982 | 1.7208 | 2.6904 | 3.9138 | 3.355 | 4.5377 | 2.0242 | 1.8931 | 2.5946 | 2.2497 | 2.3364 | 4.7774 | 2.6172 | 3.1404 | 1.4404 | 1.3303 | 2.2538 | 1.3515 | 1.8145 | 2.8392 | 2.7787 | 2.4663 | 1.8832 | 1.8797 | 3.1056 | 1.5864 | 2.4826 | 1.3045 | 1.6803 | 1.2671 | 2.1729 | 1.7089 | 1.4439 | 2.17 | 3.1443 | 2.696 | 3.593 | 1.6583 | 1.5437 | 2.0712 | 1.8569 | 1.941 | 3.7934 | 2.123 | 2.5057
845 | 1.2369 | 3.4168 | 1.5229 | 1.9998 | 1.4524 | 2.4285 | 1.929 | 2.192 | 1.8815 | 4.9375 | 2.2689 | 3.085 | 2.5325 | 7.2005 | 3.2764 | 4.297 | 2.2365 | 2.0579 | 3.4847 | 2.1166 | 3.0008 | 4.4948 | 4.5374 | 4.0278 | 2.9992 | 3.0332 | 5.0877 | 2.5478 | 4.0514 | 1.9809 | 2.518 | 2.001 | 3.501 | 2.696 | 2.1069 | 3.4812 | 5.1361 | 4.4083 | 6.0857 | 2.5902 | 2.4348 | 3.4726 | 2.8676 | 2.9127 | 6.3762 | 3.3702 | 4.2096 | 2.007 | 1.8467 | 3.1755 | 1.878 | 2.6416 | 4.0377 | 3.9617 | 3.5403 | 2.6191 | 2.672 | 4.4522 | 2.2544 | 3.5653 | 1.783 | 2.2492 | 1.7747 | 3.092 | 2.3905 | 1.9218 | 3.0922 | 4.5166 | 3.8728 | 5.2936 | 2.3003 | 2.1592 | 3.0128 | 2.5432 | 2.6291 | 5.556 | 2.9949 | 3.6562 | 1.7688 | 1.6295 | 2.7819 | 1.655 | 2.2849 | 3.5241 | 3.4538 | 3.0757 | 2.3055 | 2.3344 | 3.8724 | 1.9682 | 3.0955 | 1.5835 | 2.0125 | 1.5563 | 2.6963 | 2.1024 | 1.7245 | 2.6956 | 3.9216 | 3.3615 | 4.5465 | 2.0283 | 1.897 | 2.6 | 2.254 | 2.3412 | 4.7874 | 2.6221 | 3.1471 | 1.4434 | 1.3331 | 2.2586 | 1.3543 | 1.8184 | 2.8444 | 2.7847 | 2.4711 | 1.8873 | 1.8833 | 3.1124 | 1.5896 | 2.488 | 1.3073 | 1.6838 | 1.2698 | 2.1775 | 1.7124 | 1.4469 | 2.1742 | 3.1506 | 2.7012 | 3.6002 | 1.6617 | 1.5469 | 2.0755 | 1.8605 | 1.9451 | 3.8015 | 2.127 | 2.511
846 | 1.2398 | 3.4219 | 1.5265 | 2.0045 | 1.4562 | 2.4338 | 1.9339 | 2.1976 | 1.8862 | 4.945 | 2.2735 | 3.092 | 2.539 | 7.2114 | 3.2846 | 4.3076 | 2.2411 | 2.0622 | 3.492 | 2.121 | 3.0069 | 4.5029 | 4.547 | 4.0355 | 3.0054 | 3.039 | 5.0986 | 2.5529 | 4.0602 | 1.985 | 2.5232 | 2.0051 | 3.5084 | 2.7013 | 2.1113 | 3.4879 | 5.1462 | 4.4167 | 6.0971 | 2.5954 | 2.4398 | 3.4797 | 2.873 | 2.9186 | 6.389 | 3.3763 | 4.2184 | 2.0111 | 1.8506 | 3.1822 | 1.8819 | 2.647 | 4.045 | 3.9702 | 3.5471 | 2.6245 | 2.6771 | 4.4618 | 2.259 | 3.5729 | 1.7867 | 2.2539 | 1.7783 | 3.0984 | 2.3953 | 1.9259 | 3.0981 | 4.5256 | 3.8803 | 5.3037 | 2.3049 | 2.1637 | 3.019 | 2.548 | 2.6345 | 5.5674 | 3.0004 | 3.664 | 1.7725 | 1.6329 | 2.7878 | 1.6584 | 2.2896 | 3.5306 | 3.4612 | 3.0816 | 2.3104 | 2.3389 | 3.8808 | 1.9722 | 3.1021 | 1.5868 | 2.0167 | 1.5596 | 2.702 | 2.1067 | 1.7281 | 2.7008 | 3.9294 | 3.3679 | 4.5553 | 2.0324 | 1.901 | 2.6053 | 2.2582 | 2.346 | 4.7973 | 2.6269 | 3.1538 | 1.4464 | 1.336 | 2.2635 | 1.3572 | 1.8222 | 2.8497 | 2.7907 | 2.4759 | 1.8913 | 1.887 | 3.1192 | 1.5929 | 2.4933 | 1.3101 | 1.6874 | 1.2724 | 2.1821 | 1.7159 | 1.45 | 2.1785 | 3.1569 | 2.7065 | 3.6073 | 1.6651 | 1.5501 | 2.0798 | 1.864 | 1.9491 | 3.8097 | 2.131 | 2.5164
847 | 1.2427 | 3.427 | 1.5301 | 2.0093 | 1.46 | 2.4391 | 1.9388 | 2.2032 | 1.8909 | 4.9525 | 2.2781 | 3.099 | 2.5455 | 7.2223 | 3.2928 | 4.3182 | 2.2458 | 2.0665 | 3.4993 | 2.1254 | 3.0131 | 4.5111 | 4.5566 | 4.0432 | 3.0116 | 3.0449 | 5.1095 | 2.5581 | 4.0689 | 1.9892 | 2.5284 | 2.0091 | 3.5157 | 2.7067 | 2.1157 | 3.4945 | 5.1564 | 4.4251 | 6.1085 | 2.6005 | 2.4448 | 3.4867 | 2.8784 | 2.9245 | 6.4018 | 3.3824 | 4.2273 | 2.0153 | 1.8545 | 3.1889 | 1.8858 | 2.6524 | 4.0523 | 3.9786 | 3.5539 | 2.63 | 2.6823 | 4.4713 | 2.2635 | 3.5806 | 1.7904 | 2.2585 | 1.782 | 3.1049 | 2.4001 | 1.9299 | 3.104 | 4.5345 | 3.8877 | 5.3138 | 2.3095 | 2.1681 | 3.0252 | 2.5528 | 2.6398 | 5.5788 | 3.0059 | 3.6717 | 1.7761 | 1.6364 | 2.7937 | 1.6619 | 2.2944 | 3.537 | 3.4686 | 3.0876 | 2.3152 | 2.3434 | 3.8892 | 1.9761 | 3.1087 | 1.5902 | 2.0209 | 1.5628 | 2.7077 | 2.1109 | 1.7317 | 2.706 | 3.9371 | 3.3744 | 4.5641 | 2.0365 | 1.9049 | 2.6107 | 2.2625 | 2.3508 | 4.8073 | 2.6318 | 3.1605 | 1.4494 | 1.3388 | 2.2683 | 1.36 | 1.826 | 2.8549 | 2.7968 | 2.4807 | 1.8953 | 1.8907 | 3.126 | 1.5961 | 2.4987 | 1.3129 | 1.691 | 1.2751 | 2.1867 | 1.7195 | 1.4531 | 2.1827 | 3.1632 | 2.7117 | 3.6145 | 1.6685 | 1.5534 | 2.0842 | 1.8676 | 1.9531 | 3.8178 | 2.135 | 2.5218
848 | 1.2456 | 3.4321 | 1.5338 | 2.014 | 1.4638 | 2.4444 | 1.9437 | 2.2088 | 1.8956 | 4.96 | 2.2828 | 3.106 | 2.552 | 7.2332 | 3.301 | 4.3288 | 2.2504 | 2.0708 | 3.5066 | 2.1298 | 3.0192 | 4.5192 | 4.5661 | 4.0508 | 3.0178 | 3.0507 | 5.1204 | 2.5632 | 4.0776 | 1.9933 | 2.5336 | 2.0132 | 3.523 | 2.7121 | 2.1201 | 3.5011 | 5.1665 | 4.4335 | 6.1199 | 2.6057 | 2.4499 | 3.4938 | 2.8838 | 2.9305 | 6.4146 | 3.3885 | 4.2362 | 2.0194 | 1.8583 | 3.1956 | 1.8897 | 2.6578 | 4.0597 | 3.987 | 3.5606 | 2.6354 | 2.6874 | 4.4809 | 2.268 | 3.5882 | 1.7941 | 2.2632 | 1.7856 | 3.1114 | 2.4049 | 1.9339 | 3.1099 | 4.5435 | 3.8952 | 5.3239 | 2.3141 | 2.1726 | 3.0314 | 2.5577 | 2.6452 | 5.5901 | 3.0114 | 3.6795 | 1.7798 | 1.6398 | 2.7996 | 1.6653 | 2.2991 | 3.5434 | 3.476 | 3.0935 | 2.32 | 2.3479 | 3.8975 | 1.9801 | 3.1154 | 1.5935 | 2.0252 | 1.566 | 2.7133 | 2.1152 | 1.7354 | 2.7112 | 3.9449 | 3.3809 | 4.573 | 2.0406 | 1.9088 | 2.6161 | 2.2668 | 2.3556 | 4.8173 | 2.6366 | 3.1672 | 1.4524 | 1.3417 | 2.2732 | 1.3629 | 1.8299 | 2.8602 | 2.8028 | 2.4855 | 1.8993 | 1.8943 | 3.1328 | 1.5994 | 2.504 | 1.3156 | 1.6946 | 1.2778 | 2.1914 | 1.723 | 1.4562 | 2.187 | 3.1695 | 2.717 | 3.6216 | 1.6719 | 1.5566 | 2.0885 | 1.8711 | 1.9572 | 3.8259 | 2.139 | 2.5271
849 | 1.2486 | 3.4372 | 1.5374 | 2.0188 | 1.4676 | 2.4497 | 1.9487 | 2.2144 | 1.9003 | 4.9675 | 2.2874 | 3.113 | 2.5585 | 7.2441 | 3.3093 | 4.3394 | 2.255 | 2.075 | 3.5139 | 2.1342 | 3.0253 | 4.5273 | 4.5757 | 4.0585 | 3.024 | 3.0566 | 5.1313 | 2.5683 | 4.0864 | 1.9974 | 2.5388 | 2.0173 | 3.5304 | 2.7174 | 2.1245 | 3.5077 | 5.1767 | 4.4419 | 6.1312 | 2.6109 | 2.4549 | 3.5009 | 2.8892 | 2.9364 | 6.4274 | 3.3947 | 4.245 | 2.0236 | 1.8622 | 3.2022 | 1.8936 | 2.6632 | 4.067 | 3.9954 | 3.5674 | 2.6409 | 2.6926 | 4.4905 | 2.2726 | 3.5959 | 1.7979 | 2.2679 | 1.7892 | 3.1179 | 2.4097 | 1.9379 | 3.1159 | 4.5524 | 3.9027 | 5.334 | 2.3188 | 2.177 | 3.0376 | 2.5625 | 2.6506 | 5.6015 | 3.0169 | 3.6872 | 1.7834 | 1.6432 | 2.8055 | 1.6688 | 2.3038 | 3.5499 | 3.4834 | 3.0994 | 2.3249 | 2.3524 | 3.9059 | 1.9841 | 3.122 | 1.5968 | 2.0294 | 1.5692 | 2.719 | 2.1195 | 1.739 | 2.7163 | 3.9527 | 3.3874 | 4.5818 | 2.0447 | 1.9128 | 2.6214 | 2.2711 | 2.3604 | 4.8273 | 2.6415 | 3.1739 | 1.4554 | 1.3445 | 2.278 | 1.3657 | 1.8337 | 2.8654 | 2.8088 | 2.4903 | 1.9033 | 1.898 | 3.1395 | 1.6026 | 2.5093 | 1.3184 | 1.6981 | 1.2804 | 2.196 | 1.7265 | 1.4592 | 2.1912 | 3.1757 | 2.7223 | 3.6287 | 1.6752 | 1.5598 | 2.0928 | 1.8747 | 1.9612 | 3.834 | 2.143 | 2.5325
850 | 1.2515 | 3.4423 | 1.541 | 2.0235 | 1.4714 | 2.455 | 1.9536 | 2.22 | 1.905 | 4.975 | 2.292 | 3.12 | 2.565 | 7.255 | 3.3175 | 4.35 | 2.2596 | 2.0793 | 3.5212 | 2.1386 | 3.0314 | 4.5354 | 4.5853 | 4.0662 | 3.0302 | 3.0624 | 5.1422 | 2.5734 | 4.0951 | 2.0015 | 2.544 | 2.0213 | 3.5377 | 2.7228 | 2.1289 | 3.5143 | 5.1868 | 4.4504 | 6.1426 | 2.6161 | 2.4599 | 3.5079 | 2.8946 | 2.9423 | 6.4402 | 3.4008 | 4.2539 | 2.0277 | 1.8661 | 3.2089 | 1.8975 | 2.6686 | 4.0743 | 4.0038 | 3.5742 | 2.6463 | 2.6977 | 4.5001 | 2.2771 | 3.6036 | 1.8016 | 2.2726 | 1.7929 | 3.1244 | 2.4145 | 1.9419 | 3.1218 | 4.5614 | 3.9101 | 5.3441 | 2.3234 | 2.1815 | 3.0437 | 2.5673 | 2.6559 | 5.6129 | 3.0224 | 3.695 | 1.7871 | 1.6467 | 2.8114 | 1.6722 | 2.3086 | 3.5563 | 3.4908 | 3.1053 | 2.3297 | 2.3569 | 3.9143 | 1.9881 | 3.1287 | 1.6001 | 2.0336 | 1.5724 | 2.7247 | 2.1237 | 1.7426 | 2.7215 | 3.9605 | 3.3939 | 4.5906 | 2.0488 | 1.9167 | 2.6268 | 2.2754 | 2.3652 | 4.8373 | 2.6463 | 3.1806 | 1.4585 | 1.3474 | 2.2829 | 1.3685 | 1.8376 | 2.8707 | 2.8149 | 2.4951 | 1.9073 | 1.9016 | 3.1463 | 1.6059 | 2.5147 | 1.3212 | 1.7017 | 1.2831 | 2.2006 | 1.73 | 1.4623 | 2.1955 | 3.182 | 2.7275 | 3.6359 | 1.6786 | 1.5631 | 2.0972 | 1.8782 | 1.9652 | 3.8422 | 2.147 | 2.5378
851 | 1.2544 | 3.4474 | 1.5446 | 2.0282 | 1.4752 | 2.4603 | 1.9585 | 2.2256 | 1.9097 | 4.9825 | 2.2966 | 3.127 | 2.5715 | 7.2659 | 3.3257 | 4.3606 | 2.2642 | 2.0836 | 3.5285 | 2.143 | 3.0375 | 4.5435 | 4.5948 | 4.0739 | 3.0364 | 3.0682 | 5.153 | 2.5785 | 4.1038 | 2.0057 | 2.5493 | 2.0254 | 3.5451 | 2.7282 | 2.1333 | 3.521 | 5.197 | 4.4588 | 6.154 | 2.6212 | 2.4649 | 3.515 | 2.9 | 2.9482 | 6.453 | 3.4069 | 4.2627 | 2.0318 | 1.8699 | 3.2156 | 1.9014 | 2.674 | 4.0816 | 4.0122 | 3.581 | 2.6518 | 2.7029 | 4.5097 | 2.2817 | 3.6112 | 1.8053 | 2.2773 | 1.7965 | 3.1309 | 2.4193 | 1.946 | 3.1277 | 4.5703 | 3.9176 | 5.3542 | 2.328 | 2.186 | 3.0499 | 2.5721 | 2.6613 | 5.6243 | 3.0278 | 3.7027 | 1.7908 | 1.6501 | 2.8173 | 1.6757 | 2.3133 | 3.5627 | 3.4981 | 3.1112 | 2.3346 | 2.3614 | 3.9227 | 1.9921 | 3.1353 | 1.6035 | 2.0378 | 1.5757 | 2.7304 | 2.128 | 1.7463 | 2.7267 | 3.9683 | 3.4004 | 4.5994 | 2.0529 | 1.9206 | 2.6322 | 2.2796 | 2.37 | 4.8472 | 2.6512 | 3.1873 | 1.4615 | 1.3503 | 2.2877 | 1.3714 | 1.8414 | 2.8759 | 2.8209 | 2.4999 | 1.9114 | 1.9053 | 3.1531 | 1.6091 | 2.52 | 1.324 | 1.7053 | 1.2857 | 2.2052 | 1.7335 | 1.4654 | 2.1997 | 3.1883 | 2.7328 | 3.643 | 1.682 | 1.5663 | 2.1015 | 1.8817 | 1.9693 | 3.8503 | 2.151 | 2.5432
852 | 1.2574 | 3.4525 | 1.5482 | 2.033 | 1.479 | 2.4656 | 1.9635 | 2.2312 | 1.9144 | 4.99 | 2.3012 | 3.134 | 2.578 | 7.2768 | 3.334 | 4.3712 | 2.2688 | 2.0879 | 3.5358 | 2.1474 | 3.0436 | 4.5516 | 4.6044 | 4.0815 | 3.0426 | 3.0741 | 5.1639 | 2.5836 | 4.1126 | 2.0098 | 2.5545 | 2.0295 | 3.5524 | 2.7335 | 2.1377 | 3.5276 | 5.2071 | 4.4672 | 6.1654 | 2.6264 | 2.4699 | 3.5221 | 2.9054 | 2.9542 | 6.4658 | 3.413 | 4.2716 | 2.036 | 1.8738 | 3.2223 | 1.9053 | 2.6794 | 4.089 | 4.0206 | 3.5878 | 2.6573 | 2.708 | 4.5193 | 2.2862 | 3.6189 | 1.809 | 2.282 | 1.8001 | 3.1374 | 2.4241 | 1.95 | 3.1336 | 4.5793 | 3.925 | 5.3643 | 2.3327 | 2.1904 | 3.0561 | 2.5769 | 2.6667 | 5.6356 | 3.0333 | 3.7105 | 1.7944 | 1.6536 | 2.8232 | 1.6791 | 2.318 | 3.5692 | 3.5055 | 3.1171 | 2.3394 | 2.3659 | 3.931 | 1.9961 | 3.1419 | 1.6068 | 2.0421 | 1.5789 | 2.7361 | 2.1322 | 1.7499 | 2.7319 | 3.9761 | 3.4069 | 4.6082 | 2.057 | 1.9245 | 2.6375 | 2.2839 | 2.3748 | 4.8572 | 2.656 | 3.1939 | 1.4645 | 1.3531 | 2.2926 | 1.3742 | 1.8452 | 2.8812 | 2.8269 | 2.5047 | 1.9154 | 1.9089 | 3.1599 | 1.6124 | 2.5253 | 1.3268 | 1.7089 | 1.2884 | 2.2099 | 1.737 | 1.4685 | 2.2039 | 3.1946 | 2.738 | 3.6502 | 1.6854 | 1.5695 | 2.1058 | 1.8853 | 1.9733 | 3.8584 | 2.1549 | 2.5485
853 | 1.2603 | 3.4576 | 1.5519 | 2.0377 | 1.4828 | 2.4709 | 1.9684 | 2.2368 | 1.9191 | 4.9975 | 2.3059 | 3.141 | 2.5845 | 7.2877 | 3.3422 | 4.3818 | 2.2734 | 2.0922 | 3.5431 | 2.1518 | 3.0497 | 4.5598 | 4.614 | 4.0892 | 3.0488 | 3.0799 | 5.1748 | 2.5887 | 4.1213 | 2.0139 | 2.5597 | 2.0335 | 3.5597 | 2.7389 | 2.1421 | 3.5342 | 5.2173 | 4.4756 | 6.1768 | 2.6316 | 2.4749 | 3.5292 | 2.9108 | 2.9601 | 6.4786 | 3.4191 | 4.2804 | 2.0401 | 1.8777 | 3.229 | 1.9093 | 2.6849 | 4.0963 | 4.029 | 3.5945 | 2.6627 | 2.7132 | 4.5289 | 2.2907 | 3.6265 | 1.8128 | 2.2867 | 1.8038 | 3.1439 | 2.429 | 1.954 | 3.1395 | 4.5882 | 3.9325 | 5.3744 | 2.3373 | 2.1949 | 3.0623 | 2.5817 | 2.672 | 5.647 | 3.0388 | 3.7182 | 1.7981 | 1.657 | 2.8291 | 1.6826 | 2.3228 | 3.5756 | 3.5129 | 3.123 | 2.3442 | 2.3704 | 3.9394 | 2 | 3.1486 | 1.6101 | 2.0463 | 1.5821 | 2.7418 | 2.1365 | 1.7535 | 2.7371 | 3.9839 | 3.4134 | 4.6171 | 2.0612 | 1.9285 | 2.6429 | 2.2882 | 2.3796 | 4.8672 | 2.6609 | 3.2006 | 1.4675 | 1.356 | 2.2974 | 1.3771 | 1.8491 | 2.8864 | 2.8329 | 2.5095 | 1.9194 | 1.9126 | 3.1667 | 1.6156 | 2.5307 | 1.3295 | 1.7124 | 1.2911 | 2.2145 | 1.7406 | 1.4715 | 2.2082 | 3.2009 | 2.7433 | 3.6573 | 1.6888 | 1.5727 | 2.1101 | 1.8888 | 1.9773 | 3.8666 | 2.1589 | 2.5539
854 | 1.2632 | 3.4627 | 1.5555 | 2.0425 | 1.4866 | 2.4762 | 1.9733 | 2.2424 | 1.9238 | 5.005 | 2.3105 | 3.148 | 2.591 | 7.2986 | 3.3504 | 4.3924 | 2.278 | 2.0965 | 3.5504 | 2.1562 | 3.0558 | 4.5679 | 4.6235 | 4.0969 | 3.055 | 3.0858 | 5.1857 | 2.5938 | 4.13 | 2.018 | 2.5649 | 2.0376 | 3.5671 | 2.7442 | 2.1465 | 3.5408 | 5.2274 | 4.484 | 6.1882 | 2.6367 | 2.48 | 3.5362 | 2.9162 | 2.966 | 6.4914 | 3.4252 | 4.2893 | 2.0443 | 1.8815 | 3.2356 | 1.9132 | 2.6903 | 4.1036 | 4.0374 | 3.6013 | 2.6682 | 2.7183 | 4.5384 | 2.2953 | 3.6342 | 1.8165 | 2.2914 | 1.8074 | 3.1504 | 2.4338 | 1.958 | 3.1454 | 4.5972 | 3.9399 | 5.3845 | 2.3419 | 2.1993 | 3.0685 | 2.5865 | 2.6774 | 5.6584 | 3.0443 | 3.726 | 1.8017 | 1.6605 | 2.835 | 1.686 | 2.3275 | 3.582 | 3.5203 | 3.129 | 2.3491 | 2.3749 | 3.9478 | 2.004 | 3.1552 | 1.6134 | 2.0505 | 1.5853 | 2.7474 | 2.1408 | 1.7572 | 2.7423 | 3.9917 | 3.4199 | 4.6259 | 2.0653 | 1.9324 | 2.6483 | 2.2925 | 2.3844 | 4.8772 | 2.6657 | 3.2073 | 1.4705 | 1.3588 | 2.3023 | 1.3799 | 1.8529 | 2.8917 | 2.839 | 2.5143 | 1.9234 | 1.9162 | 3.1735 | 1.6189 | 2.536 | 1.3323 | 1.716 | 1.2937 | 2.2191 | 1.7441 | 1.4746 | 2.2124 | 3.2072 | 2.7485 | 3.6645 | 1.6922 | 1.576 | 2.1145 | 1.8924 | 1.9814 | 3.8747 | 2.1629 | 2.5592
855 | 1.2661 | 3.4678 | 1.5591 | 2.0473 | 1.4904 | 2.4815 | 1.9782 | 2.248 | 1.9285 | 5.0125 | 2.3151 | 3.155 | 2.5975 | 7.3095 | 3.3586 | 4.403 | 2.2826 | 2.1008 | 3.5577 | 2.1606 | 3.0619 | 4.576 | 4.6331 | 4.1046 | 3.0612 | 3.0916 | 5.1966 | 2.599 | 4.1388 | 2.0221 | 2.5701 | 2.0416 | 3.5744 | 2.7496 | 2.1509 | 3.5474 | 5.2376 | 4.4925 | 6.1996 | 2.6419 | 2.485 | 3.5433 | 2.9216 | 2.9719 | 6.5042 | 3.4314 | 4.2982 | 2.0484 | 1.8854 | 3.2423 | 1.9171 | 2.6957 | 4.111 | 4.0459 | 3.6081 | 2.6736 | 2.7235 | 4.548 | 2.2998 | 3.6418 | 1.8202 | 2.2961 | 1.811 | 3.1569 | 2.4386 | 1.962 | 3.1513 | 4.6061 | 3.9474 | 5.3946 | 2.3466 | 2.2038 | 3.0746 | 2.5914 | 2.6828 | 5.6698 | 3.0498 | 3.7337 | 1.8054 | 1.6639 | 2.8408 | 1.6895 | 2.3322 | 3.5885 | 3.5277 | 3.1349 | 2.3539 | 2.3794 | 3.9561 | 2.008 | 3.1619 | 1.6168 | 2.0547 | 1.5885 | 2.7531 | 2.145 | 1.7608 | 2.7475 | 3.9995 | 3.4264 | 4.6347 | 2.0694 | 1.9363 | 2.6536 | 2.2967 | 2.3892 | 4.8872 | 2.6706 | 3.214 | 1.4735 | 1.3617 | 2.3071 | 1.3828 | 1.8568 | 2.8969 | 2.845 | 2.5191 | 1.9274 | 1.9199 | 3.1803 | 1.6221 | 2.5414 | 1.3351 | 1.7196 | 1.2964 | 2.2237 | 1.7476 | 1.4777 | 2.2167 | 3.2135 | 2.7538 | 3.6716 | 1.6956 | 1.5792 | 2.1188 | 1.8959 | 1.9854 | 3.8828 | 2.1669 | 2.5646
856 | 1.2691 | 3.4729 | 1.5627 | 2.052 | 1.4942 | 2.4868 | 1.9832 | 2.2536 | 1.9332 | 5.02 | 2.3197 | 3.162 | 2.604 | 7.3204 | 3.3669 | 4.4136 | 2.2872 | 2.105 | 3.565 | 2.165 | 3.068 | 4.5841 | 4.6427 | 4.1122 | 3.0674 | 3.0974 | 5.2075 | 2.6041 | 4.1475 | 2.0263 | 2.5753 | 2.0457 | 3.5817 | 2.755 | 2.1552 | 3.5541 | 5.2477 | 4.5009 | 6.211 | 2.6471 | 2.49 | 3.5504 | 2.927 | 2.9778 | 6.517 | 3.4375 | 4.307 | 2.0525 | 1.8893 | 3.249 | 1.921 | 2.7011 | 4.1183 | 4.0543 | 3.6149 | 2.6791 | 2.7286 | 4.5576 | 2.3044 | 3.6495 | 1.8239 | 2.3008 | 1.8147 | 3.1634 | 2.4434 | 1.9661 | 3.1572 | 4.6151 | 3.9548 | 5.4046 | 2.3512 | 2.2083 | 3.0808 | 2.5962 | 2.6881 | 5.6811 | 3.0553 | 3.7415 | 1.8091 | 1.6673 | 2.8467 | 1.6929 | 2.337 | 3.5949 | 3.5351 | 3.1408 | 2.3588 | 2.3839 | 3.9645 | 2.012 | 3.1685 | 1.6201 | 2.059 | 1.5917 | 2.7588 | 2.1493 | 1.7644 | 2.7527 | 4.0072 | 3.4329 | 4.6435 | 2.0735 | 1.9403 | 2.659 | 2.301 | 2.394 | 4.8971 | 2.6754 | 3.2207 | 1.4765 | 1.3645 | 2.3119 | 1.3856 | 1.8606 | 2.9022 | 2.851 | 2.5238 | 1.9314 | 1.9236 | 3.1871 | 1.6254 | 2.5467 | 1.3379 | 1.7232 | 1.2991 | 2.2284 | 1.7511 | 1.4808 | 2.2209 | 3.2198 | 2.7591 | 3.6788 | 1.699 | 1.5824 | 2.1231 | 1.8995 | 1.9894 | 3.8909 | 2.1709 | 2.57
857 | 1.272 | 3.478 | 1.5663 | 2.0568 | 1.498 | 2.4921 | 1.9881 | 2.2592 | 1.9379 | 5.0275 | 2.3243 | 3.169 | 2.6105 | 7.3313 | 3.3751 | 4.4242 | 2.2918 | 2.1093 | 3.5723 | 2.1694 | 3.0741 | 4.5922 | 4.6522 | 4.1199 | 3.0736 | 3.1033 | 5.2184 | 2.6092 | 4.1562 | 2.0304 | 2.5806 | 2.0498 | 3.5891 | 2.7603 | 2.1596 | 3.5607 | 5.2579 | 4.5093 | 6.2224 | 2.6523 | 2.495 | 3.5574 | 2.9324 | 2.9838 | 6.5298 | 3.4436 | 4.3159 | 2.0567 | 1.8932 | 3.2557 | 1.9249 | 2.7065 | 4.1256 | 4.0627 | 3.6217 | 2.6845 | 2.7337 | 4.5672 | 2.3089 | 3.6572 | 1.8277 | 2.3055 | 1.8183 | 3.1699 | 2.4482 | 1.9701 | 3.1632 | 4.624 | 3.9623 | 5.4147 | 2.3558 | 2.2127 | 3.087 | 2.601 | 2.6935 | 5.6925 | 3.0608 | 3.7492 | 1.8127 | 1.6708 | 2.8526 | 1.6964 | 2.3417 | 3.6013 | 3.5424 | 3.1467 | 2.3636 | 2.3884 | 3.9729 | 2.016 | 3.1751 | 1.6234 | 2.0632 | 1.595 | 2.7645 | 2.1535 | 1.7681 | 2.7579 | 4.015 | 3.4394 | 4.6523 | 2.0776 | 1.9442 | 2.6644 | 2.3053 | 2.3989 | 4.9071 | 2.6803 | 3.2274 | 1.4795 | 1.3674 | 2.3168 | 1.3884 | 1.8644 | 2.9074 | 2.857 | 2.5286 | 1.9355 | 1.9272 | 3.1939 | 1.6286 | 2.552 | 1.3406 | 1.7267 | 1.3017 | 2.233 | 1.7546 | 1.4838 | 2.2252 | 3.2261 | 2.7643 | 3.6859 | 1.7024 | 1.5857 | 2.1275 | 1.903 | 1.9935 | 3.8991 | 2.1749 | 2.5753
858 | 1.2749 | 3.4831 | 1.57 | 2.0615 | 1.5018 | 2.4974 | 1.993 | 2.2648 | 1.9426 | 5.035 | 2.329 | 3.176 | 2.617 | 7.3422 | 3.3833 | 4.4348 | 2.2964 | 2.1136 | 3.5795 | 2.1738 | 3.0802 | 4.6004 | 4.6618 | 4.1276 | 3.0797 | 3.1091 | 5.2293 | 2.6143 | 4.165 | 2.0345 | 2.5858 | 2.0538 | 3.5964 | 2.7657 | 2.164 | 3.5673 | 5.268 | 4.5177 | 6.2338 | 2.6574 | 2.5 | 3.5645 | 2.9378 | 2.9897 | 6.5426 | 3.4497 | 4.3247 | 2.0608 | 1.897 | 3.2624 | 1.9288 | 2.7119 | 4.1329 | 4.0711 | 3.6284 | 2.69 | 2.7389 | 4.5768 | 2.3135 | 3.6648 | 1.8314 | 2.3102 | 1.8219 | 3.1763 | 2.453 | 1.9741 | 3.1691 | 4.633 | 3.9697 | 5.4248 | 2.3605 | 2.2172 | 3.0932 | 2.6058 | 2.6988 | 5.7039 | 3.0663 | 3.757 | 1.8164 | 1.6742 | 2.8585 | 1.6998 | 2.3464 | 3.6078 | 3.5498 | 3.1526 | 2.3685 | 2.3929 | 3.9813 | 2.0199 | 3.1818 | 1.6267 | 2.0674 | 1.5982 | 2.7702 | 2.1578 | 1.7717 | 2.7631 | 4.0228 | 3.4459 | 4.6612 | 2.0817 | 1.9481 | 2.6697 | 2.3096 | 2.4037 | 4.9171 | 2.6852 | 3.2341 | 1.4825 | 1.3702 | 2.3216 | 1.3913 | 1.8683 | 2.9127 | 2.8631 | 2.5334 | 1.9395 | 1.9309 | 3.2007 | 1.6318 | 2.5574 | 1.3434 | 1.7303 | 1.3044 | 2.2376 | 1.7581 | 1.4869 | 2.2294 | 3.2324 | 2.7696 | 3.6931 | 1.7058 | 1.5889 | 2.1318 | 1.9066 | 1.9975 | 3.9072 | 2.1789 | 2.5807
859 | 1.2779 | 3.4882 | 1.5736 | 2.0663 | 1.5056 | 2.5027 | 1.998 | 2.2704 | 1.9473 | 5.0425 | 2.3336 | 3.183 | 2.6235 | 7.3531 | 3.3916 | 4.4454 | 2.301 | 2.1179 | 3.5868 | 2.1782 | 3.0863 | 4.6085 | 4.6714 | 4.1352 | 3.0859 | 3.115 | 5.2402 | 2.6194 | 4.1737 | 2.0386 | 2.591 | 2.0579 | 3.6038 | 2.7711 | 2.1684 | 3.5739 | 5.2782 | 4.5262 | 6.2452 | 2.6626 | 2.5051 | 3.5716 | 2.9432 | 2.9956 | 6.5554 | 3.4558 | 4.3336 | 2.0649 | 1.9009 | 3.2691 | 1.9327 | 2.7173 | 4.1403 | 4.0795 | 3.6352 | 2.6954 | 2.744 | 4.5864 | 2.318 | 3.6725 | 1.8351 | 2.3149 | 1.8256 | 3.1828 | 2.4578 | 1.9781 | 3.175 | 4.6419 | 3.9772 | 5.4349 | 2.3651 | 2.2217 | 3.0994 | 2.6106 | 2.7042 | 5.7153 | 3.0718 | 3.7647 | 1.8201 | 1.6777 | 2.8644 | 1.7033 | 2.3512 | 3.6142 | 3.5572 | 3.1585 | 2.3733 | 2.3974 | 3.9896 | 2.0239 | 3.1884 | 1.6301 | 2.0717 | 1.6014 | 2.7758 | 2.162 | 1.7753 | 2.7683 | 4.0306 | 3.4524 | 4.67 | 2.0858 | 1.9521 | 2.6751 | 2.3138 | 2.4085 | 4.9271 | 2.69 | 3.2408 | 1.4856 | 1.3731 | 2.3265 | 1.3941 | 1.8721 | 2.9179 | 2.8691 | 2.5382 | 1.9435 | 1.9345 | 3.2075 | 1.6351 | 2.5627 | 1.3462 | 1.7339 | 1.307 | 2.2422 | 1.7617 | 1.49 | 2.2337 | 3.2387 | 2.7748 | 3.7002 | 1.7092 | 1.5921 | 2.1361 | 1.9101 | 2.0016 | 3.9153 | 2.1829 | 2.586
860 | 1.2808 | 3.4933 | 1.5772 | 2.071 | 1.5094 | 2.508 | 2.0029 | 2.276 | 1.952 | 5.05 | 2.3382 | 3.19 | 2.63 | 7.364 | 3.3998 | 4.456 | 2.3056 | 2.1222 | 3.5941 | 2.1826 | 3.0924 | 4.6166 | 4.6809 | 4.1429 | 3.0921 | 3.1208 | 5.2511 | 2.6245 | 4.1824 | 2.0427 | 2.5962 | 2.062 | 3.6111 | 2.7764 | 2.1728 | 3.5806 | 5.2883 | 4.5346 | 6.2566 | 2.6678 | 2.5101 | 3.5786 | 2.9486 | 3.0015 | 6.5682 | 3.4619 | 4.3425 | 2.0691 | 1.9048 | 3.2757 | 1.9366 | 2.7227 | 4.1476 | 4.0879 | 3.642 | 2.7009 | 2.7492 | 4.596 | 2.3225 | 3.6801 | 1.8388 | 2.3196 | 1.8292 | 3.1893 | 2.4626 | 1.9822 | 3.1809 | 4.6509 | 3.9846 | 5.445 | 2.3697 | 2.2261 | 3.1055 | 2.6154 | 2.7096 | 5.7266 | 3.0772 | 3.7725 | 1.8237 | 1.6811 | 2.8703 | 1.7067 | 2.3559 | 3.6206 | 3.5646 | 3.1644 | 2.3781 | 2.4019 | 3.998 | 2.0279 | 3.195 | 1.6334 | 2.0759 | 1.6046 | 2.7815 | 2.1663 | 1.7789 | 2.7735 | 4.0384 | 3.4589 | 4.6788 | 2.0899 | 1.956 | 2.6805 | 2.3181 | 2.4133 | 4.937 | 2.6949 | 3.2475 | 1.4886 | 1.3759 | 2.3313 | 1.397 | 1.876 | 2.9232 | 2.8751 | 2.543 | 1.9475 | 1.9382 | 3.2143 | 1.6383 | 2.5681 | 1.349 | 1.7374 | 1.3097 | 2.2468 | 1.7652 | 1.493 | 2.2379 | 3.2449 | 2.7801 | 3.7074 | 1.7126 | 1.5954 | 2.1404 | 1.9137 | 2.0056 | 3.9235 | 2.1869 | 2.5914
861 | 1.2837 | 3.4984 | 1.5808 | 2.0758 | 1.5132 | 2.5133 | 2.0078 | 2.2816 | 1.9567 | 5.0575 | 2.3428 | 3.197 | 2.6365 | 7.3749 | 3.408 | 4.4666 | 2.3102 | 2.1265 | 3.6014 | 2.187 | 3.0985 | 4.6247 | 4.6905 | 4.1506 | 3.0983 | 3.1266 | 5.262 | 2.6296 | 4.1912 | 2.0469 | 2.6014 | 2.066 | 3.6184 | 2.7818 | 2.1772 | 3.5872 | 5.2985 | 4.543 | 6.268 | 2.6729 | 2.5151 | 3.5857 | 2.954 | 3.0075 | 6.581 | 3.4681 | 4.3513 | 2.0732 | 1.9086 | 3.2824 | 1.9405 | 2.7281 | 4.1549 | 4.0963 | 3.6488 | 2.7063 | 2.7543 | 4.6055 | 2.3271 | 3.6878 | 1.8426 | 2.3243 | 1.8328 | 3.1958 | 2.4674 | 1.9862 | 3.1868 | 4.6598 | 3.9921 | 5.4551 | 2.3744 | 2.2306 | 3.1117 | 2.6202 | 2.7149 | 5.738 | 3.0827 | 3.7802 | 1.8274 | 1.6846 | 2.8762 | 1.7102 | 2.3606 | 3.6271 | 3.572 | 3.1704 | 2.383 | 2.4064 | 4.0064 | 2.0319 | 3.2017 | 1.6367 | 2.0801 | 1.6078 | 2.7872 | 2.1706 | 1.7826 | 2.7787 | 4.0462 | 3.4654 | 4.6876 | 2.094 | 1.9599 | 2.6858 | 2.3224 | 2.4181 | 4.947 | 2.6997 | 3.2541 | 1.4916 | 1.3788 | 2.3362 | 1.3998 | 1.8798 | 2.9284 | 2.8812 | 2.5478 | 1.9515 | 1.9418 | 3.2211 | 1.6416 | 2.5734 | 1.3517 | 1.741 | 1.3124 | 2.2515 | 1.7687 | 1.4961 | 2.2422 | 3.2512 | 2.7853 | 3.7145 | 1.716 | 1.5986 | 2.1448 | 1.9172 | 2.0096 | 3.9316 | 2.1909 | 2.5967
862 | 1.2867 | 3.5035 | 1.5844 | 2.0805 | 1.517 | 2.5186 | 2.0127 | 2.2872 | 1.9614 | 5.065 | 2.3474 | 3.204 | 2.643 | 7.3858 | 3.4163 | 4.4772 | 2.3148 | 2.1308 | 3.6087 | 2.1914 | 3.1046 | 4.6328 | 4.7001 | 4.1583 | 3.1045 | 3.1325 | 5.2729 | 2.6347 | 4.1999 | 2.051 | 2.6066 | 2.0701 | 3.6258 | 2.7872 | 2.1816 | 3.5938 | 5.3086 | 4.5514 | 6.2794 | 2.6781 | 2.5201 | 3.5928 | 2.9594 | 3.0134 | 6.5938 | 3.4742 | 4.3602 | 2.0774 | 1.9125 | 3.2891 | 1.9444 | 2.7336 | 4.1623 | 4.1047 | 3.6556 | 2.7118 | 2.7595 | 4.6151 | 2.3316 | 3.6954 | 1.8463 | 2.329 | 1.8365 | 3.2023 | 2.4722 | 1.9902 | 3.1927 | 4.6688 | 3.9996 | 5.4652 | 2.379 | 2.235 | 3.1179 | 2.6251 | 2.7203 | 5.7494 | 3.0882 | 3.788 | 1.831 | 1.688 | 2.8821 | 1.7136 | 2.3654 | 3.6335 | 3.5794 | 3.1763 | 2.3878 | 2.4109 | 4.0148 | 2.0359 | 3.2083 | 1.64 | 2.0843 | 1.6111 | 2.7929 | 2.1748 | 1.7862 | 2.7839 | 4.054 | 3.4718 | 4.6964 | 2.0981 | 1.9639 | 2.6912 | 2.3267 | 2.4229 | 4.957 | 2.7046 | 3.2608 | 1.4946 | 1.3816 | 2.341 | 1.4026 | 1.8836 | 2.9337 | 2.8872 | 2.5526 | 1.9555 | 1.9455 | 3.2279 | 1.6448 | 2.5787 | 1.3545 | 1.7446 | 1.315 | 2.2561 | 1.7722 | 1.4992 | 2.2464 | 3.2575 | 2.7906 | 3.7216 | 1.7194 | 1.6018 | 2.1491 | 1.9208 | 2.0137 | 3.9397 | 2.1949 | 2.6021
863 | 1.2896 | 3.5086 | 1.5881 | 2.0853 | 1.5208 | 2.5239 | 2.0177 | 2.2928 | 1.9661 | 5.0725 | 2.3521 | 3.211 | 2.6495 | 7.3967 | 3.4245 | 4.4878 | 2.3194 | 2.135 | 3.616 | 2.1958 | 3.1107 | 4.641 | 4.7096 | 4.1659 | 3.1107 | 3.1383 | 5.2838 | 2.6398 | 4.2086 | 2.0551 | 2.6118 | 2.0742 | 3.6331 | 2.7925 | 2.186 | 3.6004 | 5.3187 | 4.5598 | 6.2908 | 2.6833 | 2.5251 | 3.5998 | 2.9647 | 3.0193 | 6.6067 | 3.4803 | 4.369 | 2.0815 | 1.9164 | 3.2958 | 1.9483 | 2.739 | 4.1696 | 4.1132 | 3.6623 | 2.7172 | 2.7646 | 4.6247 | 2.3362 | 3.7031 | 1.85 | 2.3337 | 1.8401 | 3.2088 | 2.477 | 1.9942 | 3.1986 | 4.6777 | 4.007 | 5.4753 | 2.3836 | 2.2395 | 3.1241 | 2.6299 | 2.7257 | 5.7608 | 3.0937 | 3.7957 | 1.8347 | 1.6914 | 2.888 | 1.7171 | 2.3701 | 3.6399 | 3.5868 | 3.1822 | 2.3927 | 2.4154 | 4.0231 | 2.0399 | 3.215 | 1.6434 | 2.0886 | 1.6143 | 2.7986 | 2.1791 | 1.7898 | 2.7891 | 4.0618 | 3.4783 | 4.7053 | 2.1022 | 1.9678 | 2.6966 | 2.331 | 2.4277 | 4.967 | 2.7094 | 3.2675 | 1.4976 | 1.3845 | 2.3459 | 1.4055 | 1.8875 | 2.9389 | 2.8932 | 2.5574 | 1.9596 | 1.9491 | 3.2347 | 1.6481 | 2.5841 | 1.3573 | 1.7482 | 1.3177 | 2.2607 | 1.7757 | 1.5023 | 2.2507 | 3.2638 | 2.7959 | 3.7288 | 1.7228 | 1.6051 | 2.1534 | 1.9243 | 2.0177 | 3.9478 | 2.1989 | 2.6074
864 | 1.2925 | 3.5137 | 1.5917 | 2.09 | 1.5246 | 2.5292 | 2.0226 | 2.2984 | 1.9708 | 5.08 | 2.3567 | 3.218 | 2.656 | 7.4076 | 3.4327 | 4.4984 | 2.324 | 2.1393 | 3.6233 | 2.2002 | 3.1168 | 4.6491 | 4.7192 | 4.1736 | 3.1169 | 3.1442 | 5.2947 | 2.645 | 4.2174 | 2.0592 | 2.6171 | 2.0782 | 3.6404 | 2.7979 | 2.1904 | 3.607 | 5.3289 | 4.5683 | 6.3022 | 2.6884 | 2.5301 | 3.6069 | 2.9701 | 3.0252 | 6.6195 | 3.4864 | 4.3779 | 2.0856 | 1.9203 | 3.3025 | 1.9523 | 2.7444 | 4.1769 | 4.1216 | 3.6691 | 2.7227 | 2.7698 | 4.6343 | 2.3407 | 3.7108 | 1.8537 | 2.3384 | 1.8437 | 3.2153 | 2.4819 | 1.9982 | 3.2045 | 4.6867 | 4.0145 | 5.4854 | 2.3883 | 2.244 | 3.1303 | 2.6347 | 2.731 | 5.7721 | 3.0992 | 3.8035 | 1.8384 | 1.6949 | 2.8939 | 1.7205 | 2.3748 | 3.6464 | 3.5941 | 3.1881 | 2.3975 | 2.4199 | 4.0315 | 2.0438 | 3.2216 | 1.6467 | 2.0928 | 1.6175 | 2.8043 | 2.1833 | 1.7935 | 2.7943 | 4.0696 | 3.4848 | 4.7141 | 2.1063 | 1.9717 | 2.702 | 2.3352 | 2.4325 | 4.977 | 2.7143 | 3.2742 | 1.5006 | 1.3873 | 2.3507 | 1.4083 | 1.8913 | 2.9442 | 2.8992 | 2.5622 | 1.9636 | 1.9528 | 3.2415 | 1.6513 | 2.5894 | 1.3601 | 1.7517 | 1.3204 | 2.2653 | 1.7792 | 1.5053 | 2.2549 | 3.2701 | 2.8011 | 3.7359 | 1.7262 | 1.6083 | 2.1578 | 1.9279 | 2.0217 | 3.956 | 2.2029 | 2.6128
865 | 1.2954 | 3.5188 | 1.5953 | 2.0947 | 1.5284 | 2.5345 | 2.0275 | 2.304 | 1.9755 | 5.0875 | 2.3613 | 3.225 | 2.6625 | 7.4185 | 3.4409 | 4.509 | 2.3286 | 2.1436 | 3.6306 | 2.2046 | 3.1229 | 4.6572 | 4.7288 | 4.1813 | 3.1231 | 3.15 | 5.3055 | 2.6501 | 4.2261 | 2.0634 | 2.6223 | 2.0823 | 3.6478 | 2.8033 | 2.1948 | 3.6137 | 5.339 | 4.5767 | 6.3136 | 2.6936 | 2.5352 | 3.614 | 2.9755 | 3.0311 | 6.6323 | 3.4925 | 4.3867 | 2.0898 | 1.9241 | 3.3091 | 1.9562 | 2.7498 | 4.1843 | 4.13 | 3.6759 | 2.7281 | 2.7749 | 4.6439 | 2.3452 | 3.7184 | 1.8575 | 2.3431 | 1.8474 | 3.2218 | 2.4867 | 2.0023 | 3.2105 | 4.6956 | 4.0219 | 5.4955 | 2.3929 | 2.2484 | 3.1365 | 2.6395 | 2.7364 | 5.7835 | 3.1047 | 3.8112 | 1.842 | 1.6983 | 2.8998 | 1.724 | 2.3795 | 3.6528 | 3.6015 | 3.194 | 2.4023 | 2.4244 | 4.0399 | 2.0478 | 3.2282 | 1.65 | 2.097 | 1.6207 | 2.8099 | 2.1876 | 1.7971 | 2.7995 | 4.0774 | 3.4913 | 4.7229 | 2.1104 | 1.9756 | 2.7073 | 2.3395 | 2.4373 | 4.9869 | 2.7191 | 3.2809 | 1.5036 | 1.3902 | 2.3556 | 1.4112 | 1.8952 | 2.9494 | 2.9053 | 2.567 | 1.9676 | 1.9565 | 3.2483 | 1.6546 | 2.5947 | 1.3628 | 1.7553 | 1.323 | 2.27 | 1.7827 | 1.5084 | 2.2592 | 3.2764 | 2.8064 | 3.7431 | 1.7296 | 1.6115 | 2.1621 | 1.9314 | 2.0258 | 3.9641 | 2.2069 | 2.6182
866 | 1.2984 | 3.5239 | 1.5989 | 2.0995 | 1.5322 | 2.5398 | 2.0324 | 2.3096 | 1.9802 | 5.095 | 2.3659 | 3.232 | 2.669 | 7.4294 | 3.4492 | 4.5196 | 2.3332 | 2.1479 | 3.6379 | 2.209 | 3.129 | 4.6653 | 4.7383 | 4.1889 | 3.1293 | 3.1558 | 5.3164 | 2.6552 | 4.2348 | 2.0675 | 2.6275 | 2.0864 | 3.6551 | 2.8086 | 2.1992 | 3.6203 | 5.3492 | 4.5851 | 6.325 | 2.6988 | 2.5402 | 3.6211 | 2.9809 | 3.0371 | 6.6451 | 3.4986 | 4.3956 | 2.0939 | 1.928 | 3.3158 | 1.9601 | 2.7552 | 4.1916 | 4.1384 | 3.6827 | 2.7336 | 2.7801 | 4.6535 | 2.3498 | 3.7261 | 1.8612 | 2.3478 | 1.851 | 3.2283 | 2.4915 | 2.0063 | 3.2164 | 4.7046 | 4.0294 | 5.5056 | 2.3975 | 2.2529 | 3.1426 | 2.6443 | 2.7418 | 5.7949 | 3.1102 | 3.819 | 1.8457 | 1.7018 | 2.9057 | 1.7274 | 2.3843 | 3.6592 | 3.6089 | 3.1999 | 2.4072 | 2.4289 | 4.0483 | 2.0518 | 3.2349 | 1.6533 | 2.1013 | 1.6239 | 2.8156 | 2.1918 | 1.8007 | 2.8047 | 4.0851 | 3.4978 | 4.7317 | 2.1146 | 1.9796 | 2.7127 | 2.3438 | 2.4421 | 4.9969 | 2.724 | 3.2876 | 1.5066 | 1.393 | 2.3604 | 1.414 | 1.899 | 2.9547 | 2.9113 | 2.5718 | 1.9716 | 1.9601 | 3.2551 | 1.6578 | 2.6001 | 1.3656 | 1.7589 | 1.3257 | 2.2746 | 1.7863 | 1.5115 | 2.2634 | 3.2827 | 2.8116 | 3.7502 | 1.733 | 1.6147 | 2.1664 | 1.935 | 2.0298 | 3.9722 | 2.2109 | 2.6235
867 | 1.3013 | 3.529 | 1.6025 | 2.1042 | 1.5359 | 2.5451 | 2.0374 | 2.3152 | 1.9849 | 5.1025 | 2.3705 | 3.239 | 2.6755 | 7.4403 | 3.4574 | 4.5302 | 2.3378 | 2.1522 | 3.6452 | 2.2133 | 3.1351 | 4.6734 | 4.7479 | 4.1966 | 3.1355 | 3.1617 | 5.3273 | 2.6603 | 4.2436 | 2.0716 | 2.6327 | 2.0904 | 3.6625 | 2.814 | 2.2036 | 3.6269 | 5.3593 | 4.5935 | 6.3364 | 2.704 | 2.5452 | 3.6281 | 2.9863 | 3.043 | 6.6579 | 3.5048 | 4.4045 | 2.098 | 1.9319 | 3.3225 | 1.964 | 2.7606 | 4.1989 | 4.1468 | 3.6895 | 2.739 | 2.7852 | 4.6631 | 2.3543 | 3.7337 | 1.8649 | 2.3525 | 1.8546 | 3.2348 | 2.4963 | 2.0103 | 3.2223 | 4.7135 | 4.0368 | 5.5157 | 2.4022 | 2.2574 | 3.1488 | 2.6491 | 2.7471 | 5.8063 | 3.1157 | 3.8267 | 1.8494 | 1.7052 | 2.9116 | 1.7309 | 2.389 | 3.6657 | 3.6163 | 3.2058 | 2.412 | 2.4334 | 4.0566 | 2.0558 | 3.2415 | 1.6567 | 2.1055 | 1.6272 | 2.8213 | 2.1961 | 1.8044 | 2.8099 | 4.0929 | 3.5043 | 4.7405 | 2.1187 | 1.9835 | 2.7181 | 2.3481 | 2.4469 | 5.0069 | 2.7288 | 3.2943 | 1.5096 | 1.3959 | 2.3653 | 1.4168 | 1.9029 | 2.9599 | 2.9173 | 2.5766 | 1.9756 | 1.9638 | 3.2619 | 1.6611 | 2.6054 | 1.3684 | 1.7625 | 1.3283 | 2.2792 | 1.7898 | 1.5146 | 2.2677 | 3.289 | 2.8169 | 3.7574 | 1.7364 | 1.618 | 2.1707 | 1.9385 | 2.0338 | 3.9804 | 2.2149 | 2.6289
868 | 1.3042 | 3.5341 | 1.6062 | 2.109 | 1.5397 | 2.5504 | 2.0423 | 2.3208 | 1.9896 | 5.11 | 2.3752 | 3.246 | 2.682 | 7.4512 | 3.4656 | 4.5408 | 2.3425 | 2.1565 | 3.6525 | 2.2177 | 3.1413 | 4.6816 | 4.7575 | 4.2043 | 3.1417 | 3.1675 | 5.3382 | 2.6654 | 4.2523 | 2.0757 | 2.6379 | 2.0945 | 3.6698 | 2.8193 | 2.208 | 3.6335 | 5.3695 | 4.6019 | 6.3478 | 2.7091 | 2.5502 | 3.6352 | 2.9917 | 3.0489 | 6.6707 | 3.5109 | 4.4133 | 2.1022 | 1.9357 | 3.3292 | 1.9679 | 2.766 | 4.2062 | 4.1552 | 3.6962 | 2.7445 | 2.7903 | 4.6726 | 2.3589 | 3.7414 | 1.8686 | 2.3571 | 1.8583 | 3.2413 | 2.5011 | 2.0143 | 3.2282 | 4.7224 | 4.0443 | 5.5258 | 2.4068 | 2.2618 | 3.155 | 2.6539 | 2.7525 | 5.8176 | 3.1212 | 3.8344 | 1.853 | 1.7086 | 2.9175 | 1.7344 | 2.3937 | 3.6721 | 3.6237 | 3.2118 | 2.4169 | 2.4379 | 4.065 | 2.0598 | 3.2482 | 1.66 | 2.1097 | 1.6304 | 2.827 | 2.2004 | 1.808 | 2.8151 | 4.1007 | 3.5108 | 4.7494 | 2.1228 | 1.9874 | 2.7234 | 2.3523 | 2.4517 | 5.0169 | 2.7337 | 3.301 | 1.5127 | 1.3987 | 2.3701 | 1.4197 | 1.9067 | 2.9652 | 2.9233 | 2.5814 | 1.9797 | 1.9674 | 3.2687 | 1.6643 | 2.6108 | 1.3712 | 1.766 | 1.331 | 2.2838 | 1.7933 | 1.5176 | 2.2719 | 3.2953 | 2.8222 | 3.7645 | 1.7398 | 1.6212 | 2.1751 | 1.9421 | 2.0379 | 3.9885 | 2.2189 | 2.6342
869 | 1.3072 | 3.5392 | 1.6098 | 2.1138 | 1.5435 | 2.5557 | 2.0472 | 2.3264 | 1.9943 | 5.1175 | 2.3798 | 3.253 | 2.6885 | 7.4621 | 3.4739 | 4.5514 | 2.3471 | 2.1608 | 3.6598 | 2.2221 | 3.1474 | 4.6897 | 4.767 | 4.212 | 3.1479 | 3.1734 | 5.3491 | 2.6705 | 4.261 | 2.0798 | 2.6431 | 2.0986 | 3.6771 | 2.8247 | 2.2124 | 3.6401 | 5.3796 | 4.6104 | 6.3592 | 2.7143 | 2.5552 | 3.6423 | 2.9971 | 3.0548 | 6.6835 | 3.517 | 4.4222 | 2.1063 | 1.9396 | 3.3359 | 1.9718 | 2.7714 | 4.2136 | 4.1636 | 3.703 | 2.75 | 2.7955 | 4.6822 | 2.3634 | 3.749 | 1.8723 | 2.3618 | 1.8619 | 3.2478 | 2.5059 | 2.0183 | 3.2341 | 4.7314 | 4.0517 | 5.5359 | 2.4114 | 2.2663 | 3.1612 | 2.6588 | 2.7579 | 5.829 | 3.1266 | 3.8422 | 1.8567 | 1.7121 | 2.9234 | 1.7378 | 2.3985 | 3.6785 | 3.6311 | 3.2177 | 2.4217 | 2.4424 | 4.0734 | 2.0638 | 3.2548 | 1.6633 | 2.1139 | 1.6336 | 2.8327 | 2.2046 | 1.8116 | 2.8203 | 4.1085 | 3.5173 | 4.7582 | 2.1269 | 1.9914 | 2.7288 | 2.3566 | 2.4566 | 5.0269 | 2.7385 | 3.3077 | 1.5157 | 1.4016 | 2.375 | 1.4225 | 1.9105 | 2.9704 | 2.9294 | 2.5862 | 1.9837 | 1.9711 | 3.2755 | 1.6676 | 2.6161 | 1.3739 | 1.7696 | 1.3337 | 2.2885 | 1.7968 | 1.5207 | 2.2761 | 3.3016 | 2.8274 | 3.7717 | 1.7432 | 1.6244 | 2.1794 | 1.9456 | 2.0419 | 3.9966 | 2.2229 | 2.6396
870 | 1.3101 | 3.5443 | 1.6134 | 2.1185 | 1.5473 | 2.561 | 2.0522 | 2.332 | 1.999 | 5.125 | 2.3844 | 3.26 | 2.695 | 7.473 | 3.4821 | 4.562 | 2.3517 | 2.165 | 3.6671 | 2.2265 | 3.1535 | 4.6978 | 4.7766 | 4.2196 | 3.1541 | 3.1792 | 5.36 | 2.6756 | 4.2698 | 2.084 | 2.6483 | 2.1026 | 3.6845 | 2.8301 | 2.2168 | 3.6468 | 5.3898 | 4.6188 | 6.3705 | 2.7195 | 2.5603 | 3.6493 | 3.0025 | 3.0607 | 6.6963 | 3.5231 | 4.431 | 2.1105 | 1.9435 | 3.3426 | 1.9757 | 2.7769 | 4.2209 | 4.172 | 3.7098 | 2.7554 | 2.8006 | 4.6918 | 2.368 | 3.7567 | 1.8761 | 2.3665 | 1.8656 | 3.2542 | 2.5107 | 2.0224 | 3.24 | 4.7403 | 4.0592 | 5.546 | 2.416 | 2.2707 | 3.1674 | 2.6636 | 2.7632 | 5.8404 | 3.1321 | 3.8499 | 1.8603 | 1.7155 | 2.9293 | 1.7413 | 2.4032 | 3.685 | 3.6385 | 3.2236 | 2.4266 | 2.4469 | 4.0818 | 2.0677 | 3.2614 | 1.6666 | 2.1182 | 1.6368 | 2.8383 | 2.2089 | 1.8153 | 2.8255 | 4.1163 | 3.5238 | 4.767 | 2.131 | 1.9953 | 2.7342 | 2.3609 | 2.4614 | 5.0368 | 2.7434 | 3.3143 | 1.5187 | 1.4044 | 2.3798 | 1.4254 | 1.9144 | 2.9757 | 2.9354 | 2.591 | 1.9877 | 1.9747 | 3.2823 | 1.6708 | 2.6214 | 1.3767 | 1.7732 | 1.3363 | 2.2931 | 1.8003 | 1.5238 | 2.2804 | 3.3079 | 2.8327 | 3.7788 | 1.7465 | 1.6277 | 2.1837 | 1.9492 | 2.0459 | 4.0047 | 2.2269 | 2.6449
871 | 1.313 | 3.5494 | 1.617 | 2.1233 | 1.5511 | 2.5663 | 2.0571 | 2.3376 | 2.0037 | 5.1325 | 2.389 | 3.267 | 2.7015 | 7.4839 | 3.4903 | 4.5726 | 2.3563 | 2.1693 | 3.6744 | 2.2309 | 3.1596 | 4.7059 | 4.7862 | 4.2273 | 3.1603 | 3.185 | 5.3709 | 2.6807 | 4.2785 | 2.0881 | 2.6536 | 2.1067 | 3.6918 | 2.8354 | 2.2212 | 3.6534 | 5.3999 | 4.6272 | 6.3819 | 2.7246 | 2.5653 | 3.6564 | 3.0079 | 3.0667 | 6.7091 | 3.5292 | 4.4399 | 2.1146 | 1.9474 | 3.3492 | 1.9796 | 2.7823 | 4.2282 | 4.1805 | 3.7166 | 2.7609 | 2.8058 | 4.7014 | 2.3725 | 3.7644 | 1.8798 | 2.3712 | 1.8692 | 3.2607 | 2.5155 | 2.0264 | 3.2459 | 4.7493 | 4.0666 | 5.5561 | 2.4207 | 2.2752 | 3.1735 | 2.6684 | 2.7686 | 5.8517 | 3.1376 | 3.8577 | 1.864 | 1.719 | 2.9352 | 1.7447 | 2.4079 | 3.6914 | 3.6458 | 3.2295 | 2.4314 | 2.4514 | 4.0901 | 2.0717 | 3.2681 | 1.67 | 2.1224 | 1.64 | 2.844 | 2.2131 | 1.8189 | 2.8307 | 4.1241 | 3.5303 | 4.7758 | 2.1351 | 1.9992 | 2.7395 | 2.3652 | 2.4662 | 5.0468 | 2.7482 | 3.321 | 1.5217 | 1.4073 | 2.3846 | 1.4282 | 1.9182 | 2.9809 | 2.9414 | 2.5958 | 1.9917 | 1.9784 | 3.2891 | 1.6741 | 2.6268 | 1.3795 | 1.7768 | 1.339 | 2.2977 | 1.8038 | 1.5269 | 2.2846 | 3.3142 | 2.8379 | 3.786 | 1.7499 | 1.6309 | 2.1881 | 1.9527 | 2.05 | 4.0129 | 2.2309 | 2.6503
872 | 1.316 | 3.5545 | 1.6206 | 2.128 | 1.5549 | 2.5716 | 2.062 | 2.3432 | 2.0084 | 5.14 | 2.3936 | 3.274 | 2.708 | 7.4948 | 3.4986 | 4.5832 | 2.3609 | 2.1736 | 3.6817 | 2.2353 | 3.1657 | 4.714 | 4.7957 | 4.235 | 3.1665 | 3.1909 | 5.3818 | 2.6859 | 4.2872 | 2.0922 | 2.6588 | 2.1108 | 3.6991 | 2.8408 | 2.2256 | 3.66 | 5.4101 | 4.6356 | 6.3933 | 2.7298 | 2.5703 | 3.6635 | 3.0133 | 3.0726 | 6.7219 | 3.5353 | 4.4488 | 2.1187 | 1.9512 | 3.3559 | 1.9835 | 2.7877 | 4.2356 | 4.1889 | 3.7234 | 2.7663 | 2.8109 | 4.711 | 2.377 | 3.772 | 1.8835 | 2.3759 | 1.8728 | 3.2672 | 2.5203 | 2.0304 | 3.2518 | 4.7582 | 4.0741 | 5.5662 | 2.4253 | 2.2797 | 3.1797 | 2.6732 | 2.774 | 5.8631 | 3.1431 | 3.8654 | 1.8677 | 1.7224 | 2.9411 | 1.7482 | 2.4127 | 3.6978 | 3.6532 | 3.2354 | 2.4362 | 2.4559 | 4.0985 | 2.0757 | 3.2747 | 1.6733 | 2.1266 | 1.6433 | 2.8497 | 2.2174 | 1.8225 | 2.8359 | 4.1319 | 3.5368 | 4.7846 | 2.1392 | 2.0032 | 2.7449 | 2.3694 | 2.471 | 5.0568 | 2.7531 | 3.3277 | 1.5247 | 1.4101 | 2.3895 | 1.431 | 1.9221 | 2.9862 | 2.9474 | 2.6006 | 1.9957 | 1.982 | 3.2959 | 1.6773 | 2.6321 | 1.3823 | 1.7803 | 1.3417 | 2.3023 | 1.8074 | 1.5299 | 2.2889 | 3.3204 | 2.8432 | 3.7931 | 1.7533 | 1.6341 | 2.1924 | 1.9563 | 2.054 | 4.021 | 2.2349 | 2.6556
873 | 1.3189 | 3.5596 | 1.6243 | 2.1328 | 1.5587 | 2.5769 | 2.0669 | 2.3488 | 2.0131 | 5.1475 | 2.3983 | 3.281 | 2.7145 | 7.5057 | 3.5068 | 4.5938 | 2.3655 | 2.1779 | 3.689 | 2.2397 | 3.1718 | 4.7222 | 4.8053 | 4.2427 | 3.1727 | 3.1967 | 5.3927 | 2.691 | 4.296 | 2.0963 | 2.664 | 2.1148 | 3.7065 | 2.8462 | 2.23 | 3.6666 | 5.4202 | 4.644 | 6.4047 | 2.735 | 2.5753 | 3.6705 | 3.0187 | 3.0785 | 6.7347 | 3.5415 | 4.4576 | 2.1229 | 1.9551 | 3.3626 | 1.9874 | 2.7931 | 4.2429 | 4.1973 | 3.7301 | 2.7718 | 2.8161 | 4.7206 | 2.3816 | 3.7797 | 1.8872 | 2.3806 | 1.8765 | 3.2737 | 2.5251 | 2.0344 | 3.2578 | 4.7672 | 4.0815 | 5.5763 | 2.4299 | 2.2841 | 3.1859 | 2.678 | 2.7793 | 5.8745 | 3.1486 | 3.8732 | 1.8713 | 1.7259 | 2.947 | 1.7516 | 2.4174 | 3.7043 | 3.6606 | 3.2413 | 2.4411 | 2.4604 | 4.1069 | 2.0797 | 3.2814 | 1.6766 | 2.1308 | 1.6465 | 2.8554 | 2.2216 | 1.8262 | 2.8411 | 4.1397 | 3.5433 | 4.7935 | 2.1433 | 2.0071 | 2.7503 | 2.3737 | 2.4758 | 5.0668 | 2.758 | 3.3344 | 1.5277 | 1.413 | 2.3943 | 1.4339 | 1.9259 | 2.9914 | 2.9535 | 2.6054 | 1.9997 | 1.9857 | 3.3027 | 1.6805 | 2.6375 | 1.385 | 1.7839 | 1.3443 | 2.307 | 1.8109 | 1.533 | 2.2931 | 3.3267 | 2.8484 | 3.8003 | 1.7567 | 1.6374 | 2.1967 | 1.9598 | 2.058 | 4.0291 | 2.2389 | 2.661
874 | 1.3218 | 3.5647 | 1.6279 | 2.1375 | 1.5625 | 2.5822 | 2.0719 | 2.3544 | 2.0178 | 5.155 | 2.4029 | 3.288 | 2.721 | 7.5166 | 3.515 | 4.6044 | 2.3701 | 2.1822 | 3.6963 | 2.2441 | 3.1779 | 4.7303 | 4.8149 | 4.2503 | 3.1789 | 3.2026 | 5.4036 | 2.6961 | 4.3047 | 2.1004 | 2.6692 | 2.1189 | 3.7138 | 2.8515 | 2.2343 | 3.6733 | 5.4304 | 4.6525 | 6.4161 | 2.7402 | 2.5803 | 3.6776 | 3.0241 | 3.0844 | 6.7475 | 3.5476 | 4.4665 | 2.127 | 1.959 | 3.3693 | 1.9914 | 2.7985 | 4.2502 | 4.2057 | 3.7369 | 2.7772 | 2.8212 | 4.7302 | 2.3861 | 3.7873 | 1.891 | 2.3853 | 1.8801 | 3.2802 | 2.53 | 2.0385 | 3.2637 | 4.7761 | 4.089 | 5.5864 | 2.4346 | 2.2886 | 3.1921 | 2.6828 | 2.7847 | 5.8859 | 3.1541 | 3.8809 | 1.875 | 1.7293 | 2.9529 | 1.7551 | 2.4221 | 3.7107 | 3.668 | 3.2472 | 2.4459 | 2.4649 | 4.1153 | 2.0837 | 3.288 | 1.6799 | 2.1351 | 1.6497 | 2.8611 | 2.2259 | 1.8298 | 2.8463 | 4.1475 | 3.5498 | 4.8023 | 2.1474 | 2.011 | 2.7556 | 2.378 | 2.4806 | 5.0767 | 2.7628 | 3.3411 | 1.5307 | 1.4158 | 2.3992 | 1.4367 | 1.9297 | 2.9967 | 2.9595 | 2.6102 | 2.0038 | 1.9894 | 3.3095 | 1.6838 | 2.6428 | 1.3878 | 1.7875 | 1.347 | 2.3116 | 1.8144 | 1.5361 | 2.2974 | 3.333 | 2.8537 | 3.8074 | 1.7601 | 1.6406 | 2.201 | 1.9634 | 2.0621 | 4.0373 | 2.2429 | 2.6664
875 | 1.3247 | 3.5698 | 1.6315 | 2.1423 | 1.5663 | 2.5875 | 2.0768 | 2.36 | 2.0225 | 5.1625 | 2.4075 | 3.295 | 2.7275 | 7.5275 | 3.5232 | 4.615 | 2.3747 | 2.1865 | 3.7036 | 2.2485 | 3.184 | 4.7384 | 4.8244 | 4.258 | 3.1851 | 3.2084 | 5.4145 | 2.7012 | 4.3135 | 2.1046 | 2.6744 | 2.123 | 3.7212 | 2.8569 | 2.2387 | 3.6799 | 5.4405 | 4.6609 | 6.4275 | 2.7453 | 2.5853 | 3.6847 | 3.0295 | 3.0904 | 6.7603 | 3.5537 | 4.4753 | 2.1312 | 1.9628 | 3.376 | 1.9953 | 2.8039 | 4.2576 | 4.2141 | 3.7437 | 2.7827 | 2.8264 | 4.7398 | 2.3907 | 3.795 | 1.8947 | 2.39 | 1.8837 | 3.2867 | 2.5348 | 2.0425 | 3.2696 | 4.7851 | 4.0965 | 5.5965 | 2.4392 | 2.2931 | 3.1983 | 2.6876 | 2.7901 | 5.8972 | 3.1596 | 3.8887 | 1.8787 | 1.7327 | 2.9588 | 1.7585 | 2.4269 | 3.7171 | 3.6754 | 3.2532 | 2.4508 | 2.4694 | 4.1236 | 2.0876 | 3.2946 | 1.6833 | 2.1393 | 1.6529 | 2.8668 | 2.2302 | 1.8334 | 2.8515 | 4.1553 | 3.5563 | 4.8111 | 2.1515 | 2.0149 | 2.761 | 2.3823 | 2.4854 | 5.0867 | 2.7677 | 3.3478 | 1.5337 | 1.4187 | 2.404 | 1.4396 | 1.9336 | 3.0019 | 2.9655 | 2.615 | 2.0078 | 1.993 | 3.3163 | 1.687 | 2.6481 | 1.3906 | 1.7911 | 1.3496 | 2.3162 | 1.8179 | 1.5392 | 2.3016 | 3.3393 | 2.859 | 3.8145 | 1.7635 | 1.6438 | 2.2054 | 1.9669 | 2.0661 | 4.0454 | 2.2469 | 2.6717
876 | 1.3277 | 3.5749 | 1.6351 | 2.147 | 1.5701 | 2.5928 | 2.0817 | 2.3656 | 2.0272 | 5.17 | 2.4121 | 3.302 | 2.734 | 7.5384 | 3.5315 | 4.6256 | 2.3793 | 2.1908 | 3.7109 | 2.2529 | 3.1901 | 4.7465 | 4.834 | 4.2657 | 3.1913 | 3.2142 | 5.4254 | 2.7063 | 4.3222 | 2.1087 | 2.6796 | 2.127 | 3.7285 | 2.8623 | 2.2431 | 3.6865 | 5.4507 | 4.6693 | 6.4389 | 2.7505 | 2.5904 | 3.6917 | 3.0349 | 3.0963 | 6.7731 | 3.5598 | 4.4842 | 2.1353 | 1.9667 | 3.3826 | 1.9992 | 2.8093 | 4.2649 | 4.2225 | 3.7505 | 2.7881 | 2.8315 | 4.7493 | 2.3952 | 3.8026 | 1.8984 | 2.3947 | 1.8874 | 3.2932 | 2.5396 | 2.0465 | 3.2755 | 4.794 | 4.1039 | 5.6066 | 2.4438 | 2.2975 | 3.2044 | 2.6925 | 2.7954 | 5.9086 | 3.1651 | 3.8964 | 1.8823 | 1.7362 | 2.9647 | 1.762 | 2.4316 | 3.7236 | 3.6828 | 3.2591 | 2.4556 | 2.4739 | 4.132 | 2.0916 | 3.3013 | 1.6866 | 2.1435 | 1.6561 | 2.8724 | 2.2344 | 1.837 | 2.8567 | 4.163 | 3.5628 | 4.8199 | 2.1556 | 2.0189 | 2.7664 | 2.3866 | 2.4902 | 5.0967 | 2.7725 | 3.3545 | 1.5367 | 1.4216 | 2.4089 | 1.4424 | 1.9374 | 3.0072 | 2.9716 | 2.6198 | 2.0118 | 1.9967 | 3.3231 | 1.6903 | 2.6535 | 1.3934 | 1.7946 | 1.3523 | 2.3208 | 1.8214 | 1.5422 | 2.3059 | 3.3456 | 2.8642 | 3.8217 | 1.7669 | 1.6471 | 2.2097 | 1.9704 | 2.0702 | 4.0535 | 2.2509 | 2.6771
877 | 1.3306 | 3.58 | 1.6387 | 2.1518 | 1.5739 | 2.5981 | 2.0867 | 2.3712 | 2.0319 | 5.1775 | 2.4167 | 3.309 | 2.7405 | 7.5493 | 3.5397 | 4.6362 | 2.3839 | 2.195 | 3.7182 | 2.2573 | 3.1962 | 4.7546 | 4.8436 | 4.2733 | 3.1975 | 3.2201 | 5.4363 | 2.7114 | 4.3309 | 2.1128 | 2.6849 | 2.1311 | 3.7358 | 2.8676 | 2.2475 | 3.6931 | 5.4608 | 4.6777 | 6.4503 | 2.7557 | 2.5954 | 3.6988 | 3.0403 | 3.1022 | 6.7859 | 3.5659 | 4.4931 | 2.1394 | 1.9706 | 3.3893 | 2.0031 | 2.8147 | 4.2722 | 4.2309 | 3.7573 | 2.7936 | 2.8367 | 4.7589 | 2.3997 | 3.8103 | 1.9021 | 2.3994 | 1.891 | 3.2997 | 2.5444 | 2.0505 | 3.2814 | 4.803 | 4.1114 | 5.6167 | 2.4485 | 2.302 | 3.2106 | 2.6973 | 2.8008 | 5.92 | 3.1706 | 3.9042 | 1.886 | 1.7396 | 2.9706 | 1.7654 | 2.4363 | 3.73 | 3.6901 | 3.265 | 2.4604 | 2.4784 | 4.1404 | 2.0956 | 3.3079 | 1.6899 | 2.1478 | 1.6594 | 2.8781 | 2.2387 | 1.8407 | 2.8619 | 4.1708 | 3.5692 | 4.8287 | 2.1597 | 2.0228 | 2.7717 | 2.3908 | 2.495 | 5.1067 | 2.7774 | 3.3612 | 1.5397 | 1.4244 | 2.4137 | 1.4453 | 1.9413 | 3.0124 | 2.9776 | 2.6246 | 2.0158 | 2.0003 | 3.3299 | 1.6935 | 2.6588 | 1.3962 | 1.7982 | 1.355 | 2.3255 | 1.8249 | 1.5453 | 2.3101 | 3.3519 | 2.8695 | 3.8288 | 1.7703 | 1.6503 | 2.214 | 1.974 | 2.0742 | 4.0616 | 2.2549 | 2.6824
878 | 1.3335 | 3.5851 | 1.6424 | 2.1565 | 1.5777 | 2.6034 | 2.0916 | 2.3768 | 2.0366 | 5.185 | 2.4214 | 3.316 | 2.747 | 7.5602 | 3.5479 | 4.6468 | 2.3885 | 2.1993 | 3.7255 | 2.2617 | 3.2023 | 4.7628 | 4.8531 | 4.281 | 3.2037 | 3.2259 | 5.4472 | 2.7165 | 4.3397 | 2.1169 | 2.6901 | 2.1352 | 3.7432 | 2.873 | 2.2519 | 3.6997 | 5.471 | 4.6861 | 6.4617 | 2.7608 | 2.6004 | 3.7059 | 3.0457 | 3.1081 | 6.7987 | 3.572 | 4.5019 | 2.1436 | 1.9744 | 3.396 | 2.007 | 2.8201 | 4.2795 | 4.2393 | 3.764 | 2.799 | 2.8418 | 4.7685 | 2.4043 | 3.8179 | 1.9059 | 2.4041 | 1.8946 | 3.3062 | 2.5492 | 2.0545 | 3.2873 | 4.8119 | 4.1188 | 5.6268 | 2.4531 | 2.3064 | 3.2168 | 2.7021 | 2.8062 | 5.9314 | 3.176 | 3.9119 | 1.8896 | 1.7431 | 2.9765 | 1.7689 | 2.4411 | 3.7364 | 3.6975 | 3.2709 | 2.4653 | 2.4829 | 4.1488 | 2.0996 | 3.3145 | 1.6932 | 2.152 | 1.6626 | 2.8838 | 2.2429 | 1.8443 | 2.8671 | 4.1786 | 3.5757 | 4.8376 | 2.1638 | 2.0267 | 2.7771 | 2.3951 | 2.4998 | 5.1167 | 2.7822 | 3.3678 | 1.5428 | 1.4273 | 2.4186 | 1.4481 | 1.9451 | 3.0177 | 2.9836 | 2.6294 | 2.0198 | 2.004 | 3.3367 | 1.6968 | 2.6641 | 1.3989 | 1.8018 | 1.3576 | 2.3301 | 1.8285 | 1.5484 | 2.3144 | 3.3582 | 2.8747 | 3.836 | 1.7737 | 1.6535 | 2.2184 | 1.9775 | 2.0782 | 4.0698 | 2.2589 | 2.6878
879 | 1.3365 | 3.5902 | 1.646 | 2.1612 | 1.5815 | 2.6087 | 2.0965 | 2.3824 | 2.0413 | 5.1925 | 2.426 | 3.323 | 2.7535 | 7.5711 | 3.5562 | 4.6574 | 2.3931 | 2.2036 | 3.7328 | 2.2661 | 3.2084 | 4.7709 | 4.8627 | 4.2887 | 3.2099 | 3.2318 | 5.458 | 2.7216 | 4.3484 | 2.1211 | 2.6953 | 2.1392 | 3.7505 | 2.8784 | 2.2563 | 3.7064 | 5.4811 | 4.6946 | 6.4731 | 2.766 | 2.6054 | 3.7129 | 3.0511 | 3.114 | 6.8115 | 3.5782 | 4.5108 | 2.1477 | 1.9783 | 3.4027 | 2.0109 | 2.8256 | 4.2869 | 4.2477 | 3.7708 | 2.8045 | 2.8469 | 4.7781 | 2.4088 | 3.8256 | 1.9096 | 2.4088 | 1.8983 | 3.3127 | 2.554 | 2.0586 | 3.2932 | 4.8209 | 4.1263 | 5.6369 | 2.4577 | 2.3109 | 3.223 | 2.7069 | 2.8115 | 5.9427 | 3.1815 | 3.9197 | 1.8933 | 1.7465 | 2.9824 | 1.7723 | 2.4458 | 3.7429 | 3.7049 | 3.2768 | 2.4701 | 2.4874 | 4.1571 | 2.1036 | 3.3212 | 1.6966 | 2.1562 | 1.6658 | 2.8895 | 2.2472 | 1.8479 | 2.8723 | 4.1864 | 3.5822 | 4.8464 | 2.1679 | 2.0307 | 2.7825 | 2.3994 | 2.5046 | 5.1266 | 2.7871 | 3.3745 | 1.5458 | 1.4301 | 2.4234 | 1.4509 | 1.9489 | 3.0229 | 2.9896 | 2.6342 | 2.0238 | 2.0076 | 3.3435 | 1.7 | 2.6695 | 1.4017 | 1.8054 | 1.3603 | 2.3347 | 1.832 | 1.5515 | 2.3186 | 3.3645 | 2.88 | 3.8431 | 1.7771 | 1.6568 | 2.2227 | 1.9811 | 2.0823 | 4.0779 | 2.2629 | 2.6931
880 | 1.3394 | 3.5953 | 1.6496 | 2.166 | 1.5853 | 2.614 | 2.1014 | 2.388 | 2.046 | 5.2 | 2.4306 | 3.33 | 2.76 | 7.582 | 3.5644 | 4.668 | 2.3977 | 2.2079 | 3.7401 | 2.2705 | 3.2145 | 4.779 | 4.8723 | 4.2964 | 3.2161 | 3.2376 | 5.4689 | 2.7268 | 4.3571 | 2.1252 | 2.7005 | 2.1433 | 3.7578 | 2.8837 | 2.2607 | 3.713 | 5.4913 | 4.703 | 6.4845 | 2.7712 | 2.6104 | 3.72 | 3.0565 | 3.12 | 6.8243 | 3.5843 | 4.5196 | 2.1518 | 1.9822 | 3.4094 | 2.0148 | 2.831 | 4.2942 | 4.2562 | 3.7776 | 2.8099 | 2.8521 | 4.7877 | 2.4134 | 3.8333 | 1.9133 | 2.4135 | 1.9019 | 3.3192 | 2.5588 | 2.0626 | 3.2991 | 4.8298 | 4.1337 | 5.647 | 2.4624 | 2.3154 | 3.2292 | 2.7117 | 2.8169 | 5.9541 | 3.187 | 3.9274 | 1.897 | 1.75 | 2.9883 | 1.7758 | 2.4505 | 3.7493 | 3.7123 | 3.2827 | 2.475 | 2.4919 | 4.1655 | 2.1076 | 3.3278 | 1.6999 | 2.1604 | 1.669 | 2.8952 | 2.2514 | 1.8516 | 2.8775 | 4.1942 | 3.5887 | 4.8552 | 2.1721 | 2.0346 | 2.7878 | 2.4037 | 2.5094 | 5.1366 | 2.7919 | 3.3812 | 1.5488 | 1.433 | 2.4283 | 1.4538 | 1.9528 | 3.0282 | 2.9957 | 2.639 | 2.0279 | 2.0113 | 3.3503 | 1.7033 | 2.6748 | 1.4045 | 1.8089 | 1.363 | 2.3393 | 1.8355 | 1.5545 | 2.3229 | 3.3708 | 2.8852 | 3.8503 | 1.7805 | 1.66 | 2.227 | 1.9846 | 2.0863 | 4.086 | 2.2669 | 2.6985
881 | 1.3423 | 3.6004 | 1.6532 | 2.1707 | 1.5891 | 2.6193 | 2.1064 | 2.3936 | 2.0507 | 5.2075 | 2.4352 | 3.337 | 2.7665 | 7.5929 | 3.5726 | 4.6786 | 2.4023 | 2.2122 | 3.7474 | 2.2749 | 3.2206 | 4.7871 | 4.8818 | 4.304 | 3.2223 | 3.2434 | 5.4798 | 2.7319 | 4.3659 | 2.1293 | 2.7057 | 2.1474 | 3.7652 | 2.8891 | 2.2651 | 3.7196 | 5.5014 | 4.7114 | 6.4959 | 2.7764 | 2.6155 | 3.7271 | 3.0619 | 3.1259 | 6.8371 | 3.5904 | 4.5285 | 2.156 | 1.9861 | 3.4161 | 2.0187 | 2.8364 | 4.3015 | 4.2646 | 3.7844 | 2.8154 | 2.8572 | 4.7973 | 2.4179 | 3.8409 | 1.917 | 2.4182 | 1.9055 | 3.3257 | 2.5636 | 2.0666 | 3.3051 | 4.8388 | 4.1412 | 5.6571 | 2.467 | 2.3198 | 3.2354 | 2.7165 | 2.8223 | 5.9655 | 3.1925 | 3.9352 | 1.9006 | 1.7534 | 2.9942 | 1.7792 | 2.4553 | 3.7558 | 3.7197 | 3.2886 | 2.4798 | 2.4964 | 4.1739 | 2.1115 | 3.3345 | 1.7032 | 2.1647 | 1.6722 | 2.9008 | 2.2557 | 1.8552 | 2.8827 | 4.202 | 3.5952 | 4.864 | 2.1762 | 2.0385 | 2.7932 | 2.4079 | 2.5142 | 5.1466 | 2.7968 | 3.3879 | 1.5518 | 1.4358 | 2.4331 | 1.4566 | 1.9566 | 3.0334 | 3.0017 | 2.6438 | 2.0319 | 2.0149 | 3.3571 | 1.7065 | 2.6802 | 1.4073 | 1.8125 | 1.3656 | 2.3439 | 1.839 | 1.5576 | 2.3271 | 3.3771 | 2.8905 | 3.8574 | 1.7839 | 1.6632 | 2.2314 | 1.9882 | 2.0903 | 4.0942 | 2.2709 | 2.7038
882 | 1.3453 | 3.6055 | 1.6568 | 2.1755 | 1.5929 | 2.6246 | 2.1113 | 2.3992 | 2.0554 | 5.215 | 2.4398 | 3.344 | 2.773 | 7.6038 | 3.5809 | 4.6892 | 2.4069 | 2.2165 | 3.7547 | 2.2793 | 3.2267 | 4.7952 | 4.8914 | 4.3117 | 3.2285 | 3.2493 | 5.4907 | 2.737 | 4.3746 | 2.1334 | 2.7109 | 2.1514 | 3.7725 | 2.8944 | 2.2695 | 3.7262 | 5.5115 | 4.7198 | 6.5073 | 2.7815 | 2.6205 | 3.7342 | 3.0673 | 3.1318 | 6.8499 | 3.5965 | 4.5373 | 2.1601 | 1.9899 | 3.4227 | 2.0226 | 2.8418 | 4.3089 | 4.273 | 3.7912 | 2.8208 | 2.8624 | 4.8069 | 2.4225 | 3.8486 | 1.9208 | 2.4229 | 1.9092 | 3.3321 | 2.5684 | 2.0706 | 3.311 | 4.8477 | 4.1486 | 5.6672 | 2.4716 | 2.3243 | 3.2415 | 2.7213 | 2.8276 | 5.9769 | 3.198 | 3.9429 | 1.9043 | 1.7568 | 3.0001 | 1.7827 | 2.46 | 3.7622 | 3.7271 | 3.2945 | 2.4847 | 2.501 | 4.1823 | 2.1155 | 3.3411 | 1.7065 | 2.1689 | 1.6755 | 2.9065 | 2.26 | 1.8588 | 2.8879 | 4.2098 | 3.6017 | 4.8728 | 2.1803 | 2.0425 | 2.7986 | 2.4122 | 2.5191 | 5.1566 | 2.8016 | 3.3946 | 1.5548 | 1.4387 | 2.438 | 1.4595 | 1.9605 | 3.0387 | 3.0077 | 2.6486 | 2.0359 | 2.0186 | 3.3639 | 1.7098 | 2.6855 | 1.41 | 1.8161 | 1.3683 | 2.3486 | 1.8425 | 1.5607 | 2.3314 | 3.3834 | 2.8958 | 3.8646 | 1.7873 | 1.6664 | 2.2357 | 1.9917 | 2.0944 | 4.1023 | 2.2749 | 2.7092
883 | 1.3482 | 3.6106 | 1.6605 | 2.1803 | 1.5967 | 2.6299 | 2.1162 | 2.4048 | 2.0601 | 5.2225 | 2.4445 | 3.351 | 2.7795 | 7.6147 | 3.5891 | 4.6998 | 2.4115 | 2.2207 | 3.762 | 2.2837 | 3.2328 | 4.8034 | 4.901 | 4.3194 | 3.2347 | 3.2551 | 5.5016 | 2.7421 | 4.3833 | 2.1375 | 2.7161 | 2.1555 | 3.7799 | 2.8998 | 2.2739 | 3.7328 | 5.5217 | 4.7282 | 6.5187 | 2.7867 | 2.6255 | 3.7412 | 3.0727 | 3.1377 | 6.8627 | 3.6026 | 4.5462 | 2.1643 | 1.9938 | 3.4294 | 2.0265 | 2.8472 | 4.3162 | 4.2814 | 3.7979 | 2.8263 | 2.8675 | 4.8164 | 2.427 | 3.8562 | 1.9245 | 2.4276 | 1.9128 | 3.3386 | 2.5732 | 2.0746 | 3.3169 | 4.8567 | 4.1561 | 5.6773 | 2.4763 | 2.3287 | 3.2477 | 2.7262 | 2.833 | 5.9882 | 3.2035 | 3.9507 | 1.9079 | 1.7603 | 3.006 | 1.7861 | 2.4647 | 3.7686 | 3.7345 | 3.3005 | 2.4895 | 2.5055 | 4.1906 | 2.1195 | 3.3477 | 1.7099 | 2.1731 | 1.6787 | 2.9122 | 2.2642 | 1.8625 | 2.893 | 4.2176 | 3.6082 | 4.8817 | 2.1844 | 2.0464 | 2.8039 | 2.4165 | 2.5239 | 5.1666 | 2.8065 | 3.4013 | 1.5578 | 1.4415 | 2.4428 | 1.4623 | 1.9643 | 3.0439 | 3.0137 | 2.6534 | 2.0399 | 2.0223 | 3.3706 | 1.713 | 2.6908 | 1.4128 | 1.8196 | 1.3709 | 2.3532 | 1.846 | 1.5637 | 2.3356 | 3.3896 | 2.901 | 3.8717 | 1.7907 | 1.6697 | 2.24 | 1.9953 | 2.0984 | 4.1104 | 2.2789 | 2.7146
884 | 1.3511 | 3.6157 | 1.6641 | 2.185 | 1.6005 | 2.6352 | 2.1212 | 2.4104 | 2.0648 | 5.23 | 2.4491 | 3.358 | 2.786 | 7.6256 | 3.5973 | 4.7104 | 2.4161 | 2.225 | 3.7693 | 2.2881 | 3.2389 | 4.8115 | 4.9105 | 4.327 | 3.2409 | 3.261 | 5.5125 | 2.7472 | 4.3921 | 2.1417 | 2.7214 | 2.1596 | 3.7872 | 2.9052 | 2.2783 | 3.7395 | 5.5318 | 4.7367 | 6.5301 | 2.7919 | 2.6305 | 3.7483 | 3.0781 | 3.1437 | 6.8755 | 3.6087 | 4.5551 | 2.1684 | 1.9977 | 3.4361 | 2.0304 | 2.8526 | 4.3235 | 4.2898 | 3.8047 | 2.8317 | 2.8727 | 4.826 | 2.4315 | 3.8639 | 1.9282 | 2.4323 | 1.9164 | 3.3451 | 2.578 | 2.0787 | 3.3228 | 4.8656 | 4.1635 | 5.6874 | 2.4809 | 2.3332 | 3.2539 | 2.731 | 2.8384 | 5.9996 | 3.209 | 3.9584 | 1.9116 | 1.7637 | 3.0119 | 1.7896 | 2.4695 | 3.7751 | 3.7418 | 3.3064 | 2.4943 | 2.51 | 4.199 | 2.1235 | 3.3544 | 1.7132 | 2.1774 | 1.6819 | 2.9179 | 2.2685 | 1.8661 | 2.8982 | 4.2254 | 3.6147 | 4.8905 | 2.1885 | 2.0503 | 2.8093 | 2.4208 | 2.5287 | 5.1765 | 2.8113 | 3.408 | 1.5608 | 1.4444 | 2.4477 | 1.4651 | 1.9681 | 3.0492 | 3.0198 | 2.6582 | 2.0439 | 2.0259 | 3.3774 | 1.7163 | 2.6962 | 1.4156 | 1.8232 | 1.3736 | 2.3578 | 1.8495 | 1.5668 | 2.3398 | 3.3959 | 2.9063 | 3.8789 | 1.7941 | 1.6729 | 2.2443 | 1.9988 | 2.1024 | 4.1185 | 2.2828 | 2.7199
885 | 1.354 | 3.6208 | 1.6677 | 2.1898 | 1.6043 | 2.6405 | 2.1261 | 2.416 | 2.0695 | 5.2375 | 2.4537 | 3.365 | 2.7925 | 7.6365 | 3.6056 | 4.721 | 2.4207 | 2.2293 | 3.7766 | 2.2925 | 3.245 | 4.8196 | 4.9201 | 4.3347 | 3.2471 | 3.2668 | 5.5234 | 2.7523 | 4.4008 | 2.1458 | 2.7266 | 2.1636 | 3.7945 | 2.9105 | 2.2827 | 3.7461 | 5.542 | 4.7451 | 6.5415 | 2.797 | 2.6355 | 3.7554 | 3.0835 | 3.1496 | 6.8883 | 3.6149 | 4.5639 | 2.1725 | 2.0015 | 3.4428 | 2.0344 | 2.858 | 4.3309 | 4.2982 | 3.8115 | 2.8372 | 2.8778 | 4.8356 | 2.4361 | 3.8715 | 1.9319 | 2.437 | 1.9201 | 3.3516 | 2.5829 | 2.0827 | 3.3287 | 4.8746 | 4.171 | 5.6975 | 2.4855 | 2.3377 | 3.2601 | 2.7358 | 2.8437 | 6.011 | 3.2145 | 3.9662 | 1.9153 | 1.7672 | 3.0177 | 1.793 | 2.4742 | 3.7815 | 3.7492 | 3.3123 | 2.4992 | 2.5145 | 4.2074 | 2.1275 | 3.361 | 1.7165 | 2.1816 | 1.6851 | 2.9236 | 2.2727 | 1.8697 | 2.9034 | 4.2332 | 3.6212 | 4.8993 | 2.1926 | 2.0542 | 2.8147 | 2.425 | 2.5335 | 5.1865 | 2.8162 | 3.4147 | 1.5638 | 1.4472 | 2.4525 | 1.468 | 1.972 | 3.0544 | 3.0258 | 2.663 | 2.0479 | 2.0296 | 3.3842 | 1.7195 | 2.7015 | 1.4184 | 1.8268 | 1.3763 | 2.3624 | 1.8531 | 1.5699 | 2.3441 | 3.4022 | 2.9115 | 3.886 | 1.7975 | 1.6761 | 2.2487 | 2.0024 | 2.1065 | 4.1267 | 2.2868 | 2.7253
886 | 1.357 | 3.6259 | 1.6713 | 2.1945 | 1.6081 | 2.6458 | 2.131 | 2.4216 | 2.0742 | 5.245 | 2.4583 | 3.372 | 2.799 | 7.6474 | 3.6138 | 4.7316 | 2.4253 | 2.2336 | 3.7839 | 2.2969 | 3.2511 | 4.8277 | 4.9297 | 4.3424 | 3.2532 | 3.2726 | 5.5343 | 2.7574 | 4.4095 | 2.1499 | 2.7318 | 2.1677 | 3.8019 | 2.9159 | 2.2871 | 3.7527 | 5.5521 | 4.7535 | 6.5529 | 2.8022 | 2.6405 | 3.7624 | 3.0889 | 3.1555 | 6.9011 | 3.621 | 4.5728 | 2.1767 | 2.0054 | 3.4495 | 2.0383 | 2.8634 | 4.3382 | 4.3066 | 3.8183 | 2.8427 | 2.883 | 4.8452 | 2.4406 | 3.8792 | 1.9357 | 2.4417 | 1.9237 | 3.3581 | 2.5877 | 2.0867 | 3.3346 | 4.8835 | 4.1784 | 5.7076 | 2.4902 | 2.3421 | 3.2663 | 2.7406 | 2.8491 | 6.0224 | 3.22 | 3.9739 | 1.9189 | 1.7706 | 3.0236 | 1.7965 | 2.4789 | 3.7879 | 3.7566 | 3.3182 | 2.504 | 2.519 | 4.2158 | 2.1314 | 3.3677 | 1.7198 | 2.1858 | 1.6883 | 2.9293 | 2.277 | 1.8734 | 2.9086 | 4.2409 | 3.6277 | 4.9081 | 2.1967 | 2.0582 | 2.82 | 2.4293 | 2.5383 | 5.1965 | 2.8211 | 3.4214 | 1.5668 | 1.4501 | 2.4573 | 1.4708 | 1.9758 | 3.0597 | 3.0318 | 2.6678 | 2.052 | 2.0332 | 3.391 | 1.7227 | 2.7069 | 1.4211 | 1.8304 | 1.3789 | 2.3671 | 1.8566 | 1.573 | 2.3483 | 3.4085 | 2.9168 | 3.8932 | 1.8009 | 1.6794 | 2.253 | 2.0059 | 2.1105 | 4.1348 | 2.2908 | 2.7306
887 | 1.3599 | 3.631 | 1.6749 | 2.1993 | 1.6119 | 2.6511 | 2.1359 | 2.4272 | 2.0789 | 5.2525 | 2.4629 | 3.379 | 2.8055 | 7.6583 | 3.622 | 4.7422 | 2.4299 | 2.2379 | 3.7911 | 2.3013 | 3.2572 | 4.8358 | 4.9392 | 4.3501 | 3.2594 | 3.2785 | 5.5452 | 2.7625 | 4.4183 | 2.154 | 2.737 | 2.1717 | 3.8092 | 2.9213 | 2.2915 | 3.7593 | 5.5623 | 4.7619 | 6.5643 | 2.8074 | 2.6456 | 3.7695 | 3.0943 | 3.1614 | 6.9139 | 3.6271 | 4.5816 | 2.1808 | 2.0093 | 3.4561 | 2.0422 | 2.8688 | 4.3455 | 4.315 | 3.8251 | 2.8481 | 2.8881 | 4.8548 | 2.4452 | 3.8869 | 1.9394 | 2.4464 | 1.9273 | 3.3646 | 2.5925 | 2.0907 | 3.3405 | 4.8925 | 4.1859 | 5.7177 | 2.4948 | 2.3466 | 3.2724 | 2.7454 | 2.8544 | 6.0337 | 3.2254 | 3.9817 | 1.9226 | 1.7741 | 3.0295 | 1.7999 | 2.4837 | 3.7944 | 3.764 | 3.3241 | 2.5089 | 2.5235 | 4.2241 | 2.1354 | 3.3743 | 1.7232 | 2.19 | 1.6915 | 2.9349 | 2.2813 | 1.877 | 2.9138 | 4.2487 | 3.6342 | 4.9169 | 2.2008 | 2.0621 | 2.8254 | 2.4336 | 2.5431 | 5.2065 | 2.8259 | 3.428 | 1.5699 | 1.4529 | 2.4622 | 1.4737 | 1.9797 | 3.0649 | 3.0379 | 2.6726 | 2.056 | 2.0369 | 3.3978 | 1.726 | 2.7122 | 1.4239 | 1.8339 | 1.3816 | 2.3717 | 1.8601 | 1.576 | 2.3526 | 3.4148 | 2.922 | 3.9003 | 1.8043 | 1.6826 | 2.2573 | 2.0095 | 2.1145 | 4.1429 | 2.2948 | 2.736
888 | 1.3628 | 3.6361 | 1.6786 | 2.204 | 1.6157 | 2.6564 | 2.1409 | 2.4328 | 2.0836 | 5.26 | 2.4676 | 3.386 | 2.812 | 7.6692 | 3.6302 | 4.7528 | 2.4345 | 2.2422 | 3.7984 | 2.3057 | 3.2633 | 4.844 | 4.9488 | 4.3577 | 3.2656 | 3.2843 | 5.5561 | 2.7677 | 4.427 | 2.1581 | 2.7422 | 2.1758 | 3.8165 | 2.9266 | 2.2959 | 3.7659 | 5.5724 | 4.7704 | 6.5757 | 2.8125 | 2.6506 | 3.7766 | 3.0996 | 3.1673 | 6.9268 | 3.6332 | 4.5905 | 2.1849 | 2.0132 | 3.4628 | 2.0461 | 2.8743 | 4.3528 | 4.3235 | 3.8318 | 2.8536 | 2.8933 | 4.8644 | 2.4497 | 3.8945 | 1.9431 | 2.4511 | 1.931 | 3.3711 | 2.5973 | 2.0947 | 3.3464 | 4.9014 | 4.1934 | 5.7278 | 2.4994 | 2.3511 | 3.2786 | 2.7502 | 2.8598 | 6.0451 | 3.2309 | 3.9894 | 1.9263 | 1.7775 | 3.0354 | 1.8034 | 2.4884 | 3.8008 | 3.7714 | 3.33 | 2.5137 | 2.528 | 4.2325 | 2.1394 | 3.3809 | 1.7265 | 2.1943 | 1.6948 | 2.9406 | 2.2855 | 1.8806 | 2.919 | 4.2565 | 3.6407 | 4.9258 | 2.2049 | 2.066 | 2.8308 | 2.4379 | 2.5479 | 5.2165 | 2.8308 | 3.4347 | 1.5729 | 1.4558 | 2.467 | 1.4765 | 1.9835 | 3.0702 | 3.0439 | 2.6774 | 2.06 | 2.0405 | 3.4046 | 1.7292 | 2.7175 | 1.4267 | 1.8375 | 1.3843 | 2.3763 | 1.8636 | 1.5791 | 2.3568 | 3.4211 | 2.9273 | 3.9074 | 1.8077 | 1.6858 | 2.2617 | 2.013 | 2.1186 | 4.1511 | 2.2988 | 2.7413
889 | 1.3658 | 3.6412 | 1.6822 | 2.2088 | 1.6195 | 2.6617 | 2.1458 | 2.4384 | 2.0883 | 5.2675 | 2.4722 | 3.393 | 2.8185 | 7.6801 | 3.6385 | 4.7634 | 2.4391 | 2.2465 | 3.8057 | 2.31 | 3.2694 | 4.8521 | 4.9584 | 4.3654 | 3.2718 | 3.2902 | 5.567 | 2.7728 | 4.4357 | 2.1623 | 2.7474 | 2.1799 | 3.8239 | 2.932 | 2.3003 | 3.7726 | 5.5826 | 4.7788 | 6.5871 | 2.8177 | 2.6556 | 3.7836 | 3.105 | 3.1733 | 6.9396 | 3.6393 | 4.5994 | 2.1891 | 2.017 | 3.4695 | 2.05 | 2.8797 | 4.3602 | 4.3319 | 3.8386 | 2.859 | 2.8984 | 4.874 | 2.4542 | 3.9022 | 1.9468 | 2.4558 | 1.9346 | 3.3776 | 2.6021 | 2.0988 | 3.3524 | 4.9104 | 4.2008 | 5.7379 | 2.5041 | 2.3555 | 3.2848 | 2.755 | 2.8652 | 6.0565 | 3.2364 | 3.9972 | 1.9299 | 1.7809 | 3.0413 | 1.8068 | 2.4931 | 3.8072 | 3.7788 | 3.3359 | 2.5185 | 2.5325 | 4.2409 | 2.1434 | 3.3876 | 1.7298 | 2.1985 | 1.698 | 2.9463 | 2.2898 | 1.8843 | 2.9242 | 4.2643 | 3.6472 | 4.9346 | 2.209 | 2.07 | 2.8362 | 2.4422 | 2.5527 | 5.2264 | 2.8356 | 3.4414 | 1.5759 | 1.4586 | 2.4719 | 1.4793 | 1.9874 | 3.0754 | 3.0499 | 2.6822 | 2.064 | 2.0442 | 3.4114 | 1.7325 | 2.7229 | 1.4295 | 1.8411 | 1.3869 | 2.3809 | 1.8671 | 1.5822 | 2.3611 | 3.4274 | 2.9326 | 3.9146 | 1.8111 | 1.6891 | 2.266 | 2.0166 | 2.1226 | 4.1592 | 2.3028 | 2.7467
890 | 1.3687 | 3.6463 | 1.6858 | 2.2135 | 1.6233 | 2.667 | 2.1507 | 2.444 | 2.093 | 5.275 | 2.4768 | 3.4 | 2.825 | 7.691 | 3.6467 | 4.774 | 2.4438 | 2.2507 | 3.813 | 2.3144 | 3.2756 | 4.8602 | 4.9679 | 4.3731 | 3.278 | 3.296 | 5.5779 | 2.7779 | 4.4445 | 2.1664 | 2.7526 | 2.1839 | 3.8312 | 2.9374 | 2.3047 | 3.7792 | 5.5927 | 4.7872 | 6.5984 | 2.8229 | 2.6606 | 3.7907 | 3.1104 | 3.1792 | 6.9524 | 3.6454 | 4.6082 | 2.1932 | 2.0209 | 3.4762 | 2.0539 | 2.8851 | 4.3675 | 4.3403 | 3.8454 | 2.8645 | 2.9035 | 4.8835 | 2.4588 | 3.9098 | 1.9506 | 2.4604 | 1.9383 | 3.3841 | 2.6069 | 2.1028 | 3.3583 | 4.9193 | 4.2083 | 5.748 | 2.5087 | 2.36 | 3.291 | 2.7599 | 2.8705 | 6.0679 | 3.2419 | 4.0049 | 1.9336 | 1.7844 | 3.0472 | 1.8103 | 2.4979 | 3.8137 | 3.7862 | 3.3419 | 2.5234 | 2.537 | 4.2493 | 2.1474 | 3.3942 | 1.7331 | 2.2027 | 1.7012 | 2.952 | 2.294 | 1.8879 | 2.9294 | 4.2721 | 3.6537 | 4.9434 | 2.2131 | 2.0739 | 2.8415 | 2.4464 | 2.5575 | 5.2364 | 2.8405 | 3.4481 | 1.5789 | 1.4615 | 2.4767 | 1.4822 | 1.9912 | 3.0807 | 3.0559 | 2.687 | 2.068 | 2.0478 | 3.4182 | 1.7357 | 2.7282 | 1.4322 | 1.8447 | 1.3896 | 2.3856 | 1.8706 | 1.5853 | 2.3653 | 3.4337 | 2.9378 | 3.9217 | 1.8144 | 1.6923 | 2.2703 | 2.0201 | 2.1266 | 4.1673 | 2.3068 | 2.752
891 | 1.3716 | 3.6514 | 1.6894 | 2.2183 | 1.6271 | 2.6723 | 2.1556 | 2.4496 | 2.0977 | 5.2825 | 2.4814 | 3.407 | 2.8315 | 7.7019 | 3.6549 | 4.7846 | 2.4484 | 2.255 | 3.8203 | 2.3188 | 3.2817 | 4.8683 | 4.9775 | 4.3808 | 3.2842 | 3.3018 | 5.5888 | 2.783 | 4.4532 | 2.1705 | 2.7579 | 2.188 | 3.8386 | 2.9427 | 2.3091 | 3.7858 | 5.6029 | 4.7956 | 6.6098 | 2.8281 | 2.6656 | 3.7978 | 3.1158 | 3.1851 | 6.9652 | 3.6516 | 4.6171 | 2.1974 | 2.0248 | 3.4829 | 2.0578 | 2.8905 | 4.3748 | 4.3487 | 3.8522 | 2.8699 | 2.9087 | 4.8931 | 2.4633 | 3.9175 | 1.9543 | 2.4651 | 1.9419 | 3.3906 | 2.6117 | 2.1068 | 3.3642 | 4.9283 | 4.2157 | 5.7581 | 2.5133 | 2.3644 | 3.2972 | 2.7647 | 2.8759 | 6.0792 | 3.2474 | 4.0127 | 1.9372 | 1.7878 | 3.0531 | 1.8137 | 2.5026 | 3.8201 | 3.7935 | 3.3478 | 2.5282 | 2.5415 | 4.2576 | 2.1514 | 3.4009 | 1.7365 | 2.2069 | 1.7044 | 2.9577 | 2.2983 | 1.8915 | 2.9346 | 4.2799 | 3.6602 | 4.9522 | 2.2172 | 2.0778 | 2.8469 | 2.4507 | 2.5623 | 5.2464 | 2.8453 | 3.4548 | 1.5819 | 1.4643 | 2.4816 | 1.485 | 1.995 | 3.0859 | 3.062 | 2.6918 | 2.072 | 2.0515 | 3.425 | 1.739 | 2.7336 | 1.435 | 1.8482 | 1.3922 | 2.3902 | 1.8742 | 1.5883 | 2.3696 | 3.44 | 2.9431 | 3.9289 | 1.8178 | 1.6955 | 2.2746 | 2.0237 | 2.1307 | 4.1754 | 2.3108 | 2.7574
892 | 1.3746 | 3.6565 | 1.693 | 2.223 | 1.6309 | 2.6776 | 2.1606 | 2.4552 | 2.1024 | 5.29 | 2.486 | 3.414 | 2.838 | 7.7128 | 3.6632 | 4.7952 | 2.453 | 2.2593 | 3.8276 | 2.3232 | 3.2878 | 4.8764 | 4.9871 | 4.3884 | 3.2904 | 3.3077 | 5.5997 | 2.7881 | 4.4619 | 2.1746 | 2.7631 | 2.1921 | 3.8459 | 2.9481 | 2.3134 | 3.7924 | 5.613 | 4.804 | 6.6212 | 2.8332 | 2.6707 | 3.8048 | 3.1212 | 3.191 | 6.978 | 3.6577 | 4.6259 | 2.2015 | 2.0286 | 3.4895 | 2.0617 | 2.8959 | 4.3822 | 4.3571 | 3.859 | 2.8754 | 2.9138 | 4.9027 | 2.4679 | 3.9251 | 1.958 | 2.4698 | 1.9455 | 3.3971 | 2.6165 | 2.1108 | 3.3701 | 4.9372 | 4.2232 | 5.7682 | 2.5179 | 2.3689 | 3.3033 | 2.7695 | 2.8813 | 6.0906 | 3.2529 | 4.0204 | 1.9409 | 1.7913 | 3.059 | 1.8172 | 2.5073 | 3.8265 | 3.8009 | 3.3537 | 2.5331 | 2.546 | 4.266 | 2.1553 | 3.4075 | 1.7398 | 2.2112 | 1.7076 | 2.9633 | 2.3025 | 1.8951 | 2.9398 | 4.2877 | 3.6667 | 4.961 | 2.2213 | 2.0818 | 2.8523 | 2.455 | 2.5671 | 5.2564 | 2.8502 | 3.4615 | 1.5849 | 1.4672 | 2.4864 | 1.4879 | 1.9989 | 3.0912 | 3.068 | 2.6966 | 2.0761 | 2.0552 | 3.4318 | 1.7422 | 2.7389 | 1.4378 | 1.8518 | 1.3949 | 2.3948 | 1.8777 | 1.5914 | 2.3738 | 3.4463 | 2.9483 | 3.936 | 1.8212 | 1.6988 | 2.279 | 2.0272 | 2.1347 | 4.1836 | 2.3148 | 2.7628
893 | 1.3775 | 3.6616 | 1.6967 | 2.2277 | 1.6347 | 2.6829 | 2.1655 | 2.4608 | 2.1071 | 5.2975 | 2.4907 | 3.421 | 2.8445 | 7.7237 | 3.6714 | 4.8058 | 2.4576 | 2.2636 | 3.8349 | 2.3276 | 3.2939 | 4.8846 | 4.9966 | 4.3961 | 3.2966 | 3.3135 | 5.6106 | 2.7932 | 4.4707 | 2.1788 | 2.7683 | 2.1961 | 3.8532 | 2.9535 | 2.3178 | 3.7991 | 5.6232 | 4.8125 | 6.6326 | 2.8384 | 2.6757 | 3.8119 | 3.1266 | 3.1969 | 6.9908 | 3.6638 | 4.6348 | 2.2056 | 2.0325 | 3.4962 | 2.0656 | 2.9013 | 4.3895 | 4.3655 | 3.8657 | 2.8808 | 2.919 | 4.9123 | 2.4724 | 3.9328 | 1.9617 | 2.4745 | 1.9492 | 3.4036 | 2.6213 | 2.1149 | 3.376 | 4.9462 | 4.2306 | 5.7783 | 2.5226 | 2.3734 | 3.3095 | 2.7743 | 2.8866 | 6.102 | 3.2584 | 4.0282 | 1.9446 | 1.7947 | 3.0649 | 1.8206 | 2.5121 | 3.833 | 3.8083 | 3.3596 | 2.5379 | 2.5505 | 4.2744 | 2.1593 | 3.4141 | 1.7431 | 2.2154 | 1.7109 | 2.969 | 2.3068 | 1.8988 | 2.945 | 4.2955 | 3.6731 | 4.9699 | 2.2254 | 2.0857 | 2.8576 | 2.4593 | 2.5719 | 5.2663 | 2.855 | 3.4682 | 1.5879 | 1.47 | 2.4913 | 1.4907 | 2.0027 | 3.0964 | 3.074 | 2.7014 | 2.0801 | 2.0588 | 3.4386 | 1.7455 | 2.7442 | 1.4406 | 1.8554 | 1.3976 | 2.3994 | 1.8812 | 1.5945 | 2.3781 | 3.4526 | 2.9536 | 3.9432 | 1.8246 | 1.702 | 2.2833 | 2.0308 | 2.1388 | 4.1917 | 2.3188 | 2.7681
894 | 1.3804 | 3.6667 | 1.7003 | 2.2325 | 1.6385 | 2.6882 | 2.1704 | 2.4664 | 2.1118 | 5.305 | 2.4953 | 3.428 | 2.851 | 7.7346 | 3.6796 | 4.8164 | 2.4622 | 2.2679 | 3.8422 | 2.332 | 3.3 | 4.8927 | 5.0062 | 4.4038 | 3.3028 | 3.3194 | 5.6214 | 2.7983 | 4.4794 | 2.1829 | 2.7735 | 2.2002 | 3.8606 | 2.9588 | 2.3222 | 3.8057 | 5.6333 | 4.8209 | 6.644 | 2.8436 | 2.6807 | 3.819 | 3.132 | 3.2029 | 7.0036 | 3.6699 | 4.6436 | 2.2098 | 2.0364 | 3.5029 | 2.0695 | 2.9067 | 4.3968 | 4.3739 | 3.8725 | 2.8863 | 2.9241 | 4.9219 | 2.477 | 3.9405 | 1.9655 | 2.4792 | 1.9528 | 3.41 | 2.6261 | 2.1189 | 3.3819 | 4.9551 | 4.2381 | 5.7884 | 2.5272 | 2.3778 | 3.3157 | 2.7791 | 2.892 | 6.1134 | 3.2639 | 4.0359 | 1.9482 | 1.7981 | 3.0708 | 1.8241 | 2.5168 | 3.8394 | 3.8157 | 3.3655 | 2.5428 | 2.555 | 4.2828 | 2.1633 | 3.4208 | 1.7464 | 2.2196 | 1.7141 | 2.9747 | 2.3111 | 1.9024 | 2.9502 | 4.3033 | 3.6796 | 4.9787 | 2.2296 | 2.0896 | 2.863 | 2.4635 | 2.5768 | 5.2763 | 2.8599 | 3.4749 | 1.5909 | 1.4729 | 2.4961 | 1.4936 | 2.0066 | 3.1017 | 3.08 | 2.7062 | 2.0841 | 2.0625 | 3.4454 | 1.7487 | 2.7496 | 1.4433 | 1.859 | 1.4002 | 2.4041 | 1.8847 | 1.5976 | 2.3823 | 3.4589 | 2.9589 | 3.9503 | 1.828 | 1.7052 | 2.2876 | 2.0343 | 2.1428 | 4.1998 | 2.3228 | 2.7735
895 | 1.3833 | 3.6718 | 1.7039 | 2.2372 | 1.6423 | 2.6935 | 2.1754 | 2.472 | 2.1165 | 5.3125 | 2.4999 | 3.435 | 2.8575 | 7.7455 | 3.6879 | 4.827 | 2.4668 | 2.2722 | 3.8495 | 2.3364 | 3.3061 | 4.9008 | 5.0158 | 4.4114 | 3.309 | 3.3252 | 5.6323 | 2.8034 | 4.4881 | 2.187 | 2.7787 | 2.2043 | 3.8679 | 2.9642 | 2.3266 | 3.8123 | 5.6435 | 4.8293 | 6.6554 | 2.8487 | 2.6857 | 3.8261 | 3.1374 | 3.2088 | 7.0164 | 3.676 | 4.6525 | 2.2139 | 2.0402 | 3.5096 | 2.0735 | 2.9121 | 4.4042 | 4.3823 | 3.8793 | 2.8917 | 2.9293 | 4.9315 | 2.4815 | 3.9481 | 1.9692 | 2.4839 | 1.9564 | 3.4165 | 2.631 | 2.1229 | 3.3878 | 4.9641 | 4.2455 | 5.7985 | 2.5318 | 2.3823 | 3.3219 | 2.7839 | 2.8974 | 6.1247 | 3.2694 | 4.0437 | 1.9519 | 1.8016 | 3.0767 | 1.8275 | 2.5215 | 3.8458 | 3.8231 | 3.3714 | 2.5476 | 2.5595 | 4.2911 | 2.1673 | 3.4274 | 1.7498 | 2.2239 | 1.7173 | 2.9804 | 2.3153 | 1.906 | 2.9554 | 4.3111 | 3.6861 | 4.9875 | 2.2337 | 2.0935 | 2.8684 | 2.4678 | 2.5816 | 5.2863 | 2.8647 | 3.4816 | 1.5939 | 1.4757 | 2.501 | 1.4964 | 2.0104 | 3.1069 | 3.0861 | 2.711 | 2.0881 | 2.0661 | 3.4522 | 1.752 | 2.7549 | 1.4461 | 1.8625 | 1.4029 | 2.4087 | 1.8882 | 1.6006 | 2.3866 | 3.4651 | 2.9641 | 3.9575 | 1.8314 | 1.7084 | 2.292 | 2.0379 | 2.1468 | 4.208 | 2.3268 | 2.7788
896 | 1.3863 | 3.6769 | 1.7075 | 2.242 | 1.6461 | 2.6988 | 2.1803 | 2.4776 | 2.1212 | 5.32 | 2.5045 | 3.442 | 2.864 | 7.7564 | 3.6961 | 4.8376 | 2.4714 | 2.2765 | 3.8568 | 2.3408 | 3.3122 | 4.9089 | 5.0253 | 4.4191 | 3.3152 | 3.331 | 5.6432 | 2.8086 | 4.4969 | 2.1911 | 2.7839 | 2.2083 | 3.8752 | 2.9695 | 2.331 | 3.8189 | 5.6536 | 4.8377 | 6.6668 | 2.8539 | 2.6907 | 3.8331 | 3.1428 | 3.2147 | 7.0292 | 3.6821 | 4.6614 | 2.218 | 2.0441 | 3.5163 | 2.0774 | 2.9176 | 4.4115 | 4.3908 | 3.8861 | 2.8972 | 2.9344 | 4.9411 | 2.486 | 3.9558 | 1.9729 | 2.4886 | 1.9601 | 3.423 | 2.6358 | 2.1269 | 3.3937 | 4.973 | 4.253 | 5.8086 | 2.5365 | 2.3868 | 3.3281 | 2.7887 | 2.9027 | 6.1361 | 3.2748 | 4.0514 | 1.9556 | 1.805 | 3.0826 | 1.831 | 2.5263 | 3.8523 | 3.8305 | 3.3773 | 2.5524 | 2.564 | 4.2995 | 2.1713 | 3.434 | 1.7531 | 2.2281 | 1.7205 | 2.9861 | 2.3196 | 1.9097 | 2.9606 | 4.3188 | 3.6926 | 4.9963 | 2.2378 | 2.0975 | 2.8737 | 2.4721 | 2.5864 | 5.2963 | 2.8696 | 3.4882 | 1.597 | 1.4786 | 2.5058 | 1.4992 | 2.0142 | 3.1122 | 3.0921 | 2.7158 | 2.0921 | 2.0698 | 3.459 | 1.7552 | 2.7602 | 1.4489 | 1.8661 | 1.4056 | 2.4133 | 1.8917 | 1.6037 | 2.3908 | 3.4714 | 2.9694 | 3.9646 | 1.8348 | 1.7117 | 2.2963 | 2.0414 | 2.1509 | 4.2161 | 2.3308 | 2.7842
897 | 1.3892 | 3.682 | 1.7111 | 2.2468 | 1.6499 | 2.7041 | 2.1852 | 2.4832 | 2.1259 | 5.3275 | 2.5091 | 3.449 | 2.8705 | 7.7673 | 3.7043 | 4.8482 | 2.476 | 2.2807 | 3.8641 | 2.3452 | 3.3183 | 4.917 | 5.0349 | 4.4268 | 3.3214 | 3.3369 | 5.6541 | 2.8137 | 4.5056 | 2.1952 | 2.7892 | 2.2124 | 3.8826 | 2.9749 | 2.3354 | 3.8255 | 5.6638 | 4.8461 | 6.6782 | 2.8591 | 2.6957 | 3.8402 | 3.1482 | 3.2206 | 7.042 | 3.6883 | 4.6702 | 2.2222 | 2.048 | 3.523 | 2.0813 | 2.923 | 4.4188 | 4.3992 | 3.8929 | 2.9026 | 2.9396 | 4.9506 | 2.4906 | 3.9634 | 1.9766 | 2.4933 | 1.9637 | 3.4295 | 2.6406 | 2.1309 | 3.3997 | 4.982 | 4.2604 | 5.8187 | 2.5411 | 2.3912 | 3.3343 | 2.7936 | 2.9081 | 6.1475 | 3.2803 | 4.0592 | 1.9592 | 1.8085 | 3.0885 | 1.8344 | 2.531 | 3.8587 | 3.8378 | 3.3833 | 2.5573 | 2.5685 | 4.3079 | 2.1753 | 3.4407 | 1.7564 | 2.2323 | 1.7237 | 2.9918 | 2.3238 | 1.9133 | 2.9658 | 4.3266 | 3.6991 | 5.0051 | 2.2419 | 2.1014 | 2.8791 | 2.4764 | 2.5912 | 5.3063 | 2.8744 | 3.4949 | 1.6 | 1.4814 | 2.5107 | 1.5021 | 2.0181 | 3.1174 | 3.0981 | 2.7206 | 2.0961 | 2.0734 | 3.4658 | 1.7585 | 2.7656 | 1.4517 | 1.8697 | 1.4082 | 2.4179 | 1.8953 | 1.6068 | 2.3951 | 3.4777 | 2.9746 | 3.9718 | 1.8382 | 1.7149 | 2.3006 | 2.045 | 2.1549 | 4.2242 | 2.3348 | 2.7895
898 | 1.3921 | 3.6871 | 1.7148 | 2.2515 | 1.6537 | 2.7094 | 2.1901 | 2.4888 | 2.1306 | 5.335 | 2.5138 | 3.456 | 2.877 | 7.7782 | 3.7125 | 4.8588 | 2.4806 | 2.285 | 3.8714 | 2.3496 | 3.3244 | 4.9252 | 5.0445 | 4.4345 | 3.3276 | 3.3427 | 5.665 | 2.8188 | 4.5143 | 2.1994 | 2.7944 | 2.2165 | 3.8899 | 2.9803 | 2.3398 | 3.8322 | 5.6739 | 4.8546 | 6.6896 | 2.8643 | 2.7008 | 3.8473 | 3.1536 | 3.2266 | 7.0548 | 3.6944 | 4.6791 | 2.2263 | 2.0519 | 3.5296 | 2.0852 | 2.9284 | 4.4261 | 4.4076 | 3.8996 | 2.9081 | 2.9447 | 4.9602 | 2.4951 | 3.9711 | 1.9804 | 2.498 | 1.9673 | 3.436 | 2.6454 | 2.135 | 3.4056 | 4.9909 | 4.2679 | 5.8288 | 2.5457 | 2.3957 | 3.3404 | 2.7984 | 2.9135 | 6.1589 | 3.2858 | 4.0669 | 1.9629 | 1.8119 | 3.0944 | 1.8379 | 2.5357 | 3.8651 | 3.8452 | 3.3892 | 2.5621 | 2.573 | 4.3163 | 2.1792 | 3.4473 | 1.7597 | 2.2365 | 1.727 | 2.9974 | 2.3281 | 1.9169 | 2.971 | 4.3344 | 3.7056 | 5.014 | 2.246 | 2.1053 | 2.8845 | 2.4806 | 2.596 | 5.3162 | 2.8793 | 3.5016 | 1.603 | 1.4843 | 2.5155 | 1.5049 | 2.0219 | 3.1227 | 3.1041 | 2.7254 | 2.1002 | 2.0771 | 3.4726 | 1.7617 | 2.7709 | 1.4544 | 1.8733 | 1.4109 | 2.4226 | 1.8988 | 1.6099 | 2.3993 | 3.484 | 2.9799 | 3.9789 | 1.8416 | 1.7181 | 2.3049 | 2.0485 | 2.1589 | 4.2323 | 2.3388 | 2.7949
899 | 1.3951 | 3.6922 | 1.7184 | 2.2563 | 1.6575 | 2.7147 | 2.1951 | 2.4944 | 2.1353 | 5.3425 | 2.5184 | 3.463 | 2.8835 | 7.7891 | 3.7208 | 4.8694 | 2.4852 | 2.2893 | 3.8787 | 2.354 | 3.3305 | 4.9333 | 5.054 | 4.4421 | 3.3338 | 3.3486 | 5.6759 | 2.8239 | 4.5231 | 2.2035 | 2.7996 | 2.2205 | 3.8973 | 2.9856 | 2.3442 | 3.8388 | 5.6841 | 4.863 | 6.701 | 2.8694 | 2.7058 | 3.8543 | 3.159 | 3.2325 | 7.0676 | 3.7005 | 4.6879 | 2.2305 | 2.0557 | 3.5363 | 2.0891 | 2.9338 | 4.4335 | 4.416 | 3.9064 | 2.9135 | 2.9499 | 4.9698 | 2.4997 | 3.9787 | 1.9841 | 2.5027 | 1.971 | 3.4425 | 2.6502 | 2.139 | 3.4115 | 4.9999 | 4.2753 | 5.8389 | 2.5504 | 2.4001 | 3.3466 | 2.8032 | 2.9188 | 6.1702 | 3.2913 | 4.0747 | 1.9665 | 1.8154 | 3.1003 | 1.8413 | 2.5405 | 3.8716 | 3.8526 | 3.3951 | 2.567 | 2.5775 | 4.3246 | 2.1832 | 3.454 | 1.7631 | 2.2408 | 1.7302 | 3.0031 | 2.3323 | 1.9206 | 2.9762 | 4.3422 | 3.7121 | 5.0228 | 2.2501 | 2.1093 | 2.8898 | 2.4849 | 2.6008 | 5.3262 | 2.8841 | 3.5083 | 1.606 | 1.4871 | 2.5204 | 1.5078 | 2.0258 | 3.1279 | 3.1102 | 2.7302 | 2.1042 | 2.0807 | 3.4794 | 1.765 | 2.7763 | 1.4572 | 1.8768 | 1.4135 | 2.4272 | 1.9023 | 1.6129 | 2.4036 | 3.4903 | 2.9851 | 3.9861 | 1.845 | 1.7214 | 2.3093 | 2.0521 | 2.163 | 4.2405 | 2.3428 | 2.8002
900 | 1.398 | 3.6973 | 1.722 | 2.261 | 1.6613 | 2.72 | 2.2 | 2.5 | 2.14 | 5.35 | 2.523 | 3.47 | 2.89 | 7.8 | 3.729 | 4.88 | 2.4898 | 2.2936 | 3.886 | 2.3584 | 3.3366 | 4.9414 | 5.0636 | 4.4498 | 3.34 | 3.3544 | 5.6868 | 2.829 | 4.5318 | 2.2076 | 2.8048 | 2.2246 | 3.9046 | 2.991 | 2.3486 | 3.8454 | 5.6942 | 4.8714 | 6.7124 | 2.8746 | 2.7108 | 3.8614 | 3.1644 | 3.2384 | 7.0804 | 3.7066 | 4.6968 | 2.2346 | 2.0596 | 3.543 | 2.093 | 2.9392 | 4.4408 | 4.4244 | 3.9132 | 2.919 | 2.955 | 4.9794 | 2.5042 | 3.9864 | 1.9878 | 2.5074 | 1.9746 | 3.449 | 2.655 | 2.143 | 3.4174 | 5.0088 | 4.2828 | 5.849 | 2.555 | 2.4046 | 3.3528 | 2.808 | 2.9242 | 6.1816 | 3.2968 | 4.0824 | 1.9702 | 1.8188 | 3.1062 | 1.8448 | 2.5452 | 3.878 | 3.86 | 3.401 | 2.5718 | 2.582 | 4.333 | 2.1872 | 3.4606 | 1.7664 | 2.245 | 1.7334 | 3.0088 | 2.3366 | 1.9242 | 2.9814 | 4.35 | 3.7186 | 5.0316 | 2.2542 | 2.1132 | 2.8952 | 2.4892 | 2.6056 | 5.3362 | 2.889 | 3.515 | 1.609 | 1.49 | 2.5252 | 1.5106 | 2.0296 | 3.1332 | 3.1162 | 2.735 | 2.1082 | 2.0844 | 3.4862 | 1.7682 | 2.7816 | 1.46 | 1.8804 | 1.4162 | 2.4318 | 1.9058 | 1.616 | 2.4078 | 3.4966 | 2.9904 | 3.9932 | 1.8484 | 1.7246 | 2.3136 | 2.0556 | 2.167 | 4.2486 | 2.3468 | 2.8056
901 | 1.4013 | 3.7027 | 1.726 | 2.2663 | 1.6651 | 2.7265 | 2.2055 | 2.5062 | 2.1465 | 5.3587 | 2.5297 | 3.4787 | 2.8981 | 7.8127 | 3.7386 | 4.8921 | 2.4962 | 2.2995 | 3.8962 | 2.3646 | 3.3446 | 4.9519 | 5.0768 | 4.4601 | 3.3487 | 3.3626 | 5.7017 | 2.8361 | 4.544 | 2.2134 | 2.8122 | 2.2303 | 3.9148 | 2.9986 | 2.3549 | 3.8544 | 5.708 | 4.8827 | 6.7275 | 2.8816 | 2.718 | 3.8713 | 3.1716 | 3.2468 | 7.0974 | 3.7146 | 4.7091 | 2.2404 | 2.0649 | 3.5524 | 2.0986 | 2.9464 | 4.4503 | 4.436 | 3.9223 | 2.9267 | 2.9622 | 4.9925 | 2.5105 | 3.9971 | 1.993 | 2.5141 | 1.9797 | 3.4581 | 2.6619 | 2.1487 | 3.4254 | 5.0209 | 4.2928 | 5.8625 | 2.5613 | 2.411 | 3.3615 | 2.8144 | 2.9318 | 6.1968 | 3.304 | 4.0932 | 1.9753 | 1.8236 | 3.1145 | 1.8497 | 2.5515 | 3.8863 | 3.8702 | 3.4089 | 2.5786 | 2.5883 | 4.3444 | 2.1928 | 3.4698 | 1.7711 | 2.251 | 1.738 | 3.0167 | 2.3427 | 1.9294 | 2.9885 | 4.3605 | 3.7273 | 5.0434 | 2.2598 | 2.1188 | 2.9028 | 2.4949 | 2.6124 | 5.3497 | 2.8954 | 3.5243 | 1.6132 | 1.494 | 2.532 | 1.5147 | 2.0347 | 3.14 | 3.1245 | 2.7415 | 2.1139 | 2.0895 | 3.4955 | 1.7727 | 2.789 | 1.4639 | 1.8855 | 1.42 | 2.4382 | 1.9109 | 1.6204 | 2.4136 | 3.5051 | 2.9974 | 4.0029 | 1.8531 | 1.7292 | 2.3197 | 2.0603 | 2.1727 | 4.2597 | 2.3521 | 2.813
902 | 1.4046 | 3.7081 | 1.7301 | 2.2716 | 1.6689 | 2.733 | 2.2109 | 2.5124 | 2.153 | 5.3674 | 2.5365 | 3.4874 | 2.9062 | 7.8254 | 3.7482 | 4.9042 | 2.5026 | 2.3054 | 3.9065 | 2.3709 | 3.3527 | 4.9624 | 5.0899 | 4.4704 | 3.3574 | 3.3708 | 5.7165 | 2.8433 | 4.5562 | 2.2192 | 2.8197 | 2.2361 | 3.9251 | 3.0062 | 2.3611 | 3.8634 | 5.7217 | 4.8939 | 6.7425 | 2.8887 | 2.7252 | 3.8813 | 3.1788 | 3.2552 | 7.1145 | 3.7227 | 4.7214 | 2.2461 | 2.0703 | 3.5617 | 2.1041 | 2.9535 | 4.4597 | 4.4476 | 3.9314 | 2.9343 | 2.9693 | 5.0055 | 2.5169 | 4.0077 | 1.9983 | 2.5208 | 1.9849 | 3.4671 | 2.6687 | 2.1545 | 3.4335 | 5.033 | 4.3028 | 5.8759 | 2.5677 | 2.4174 | 3.3702 | 2.8209 | 2.9394 | 6.2121 | 3.3112 | 4.104 | 1.9804 | 1.8283 | 3.1227 | 1.8546 | 2.5578 | 3.8946 | 3.8804 | 3.4169 | 2.5854 | 2.5945 | 4.3558 | 2.1983 | 3.479 | 1.7758 | 2.2571 | 1.7425 | 3.0246 | 2.3488 | 1.9346 | 2.9956 | 4.371 | 3.736 | 5.0553 | 2.2654 | 2.1245 | 2.9104 | 2.5006 | 2.6192 | 5.3631 | 2.9018 | 3.5336 | 1.6174 | 1.4979 | 2.5388 | 1.5187 | 2.0399 | 3.1468 | 3.1328 | 2.7479 | 2.1195 | 2.0946 | 3.5047 | 1.7773 | 2.7964 | 1.4679 | 1.8906 | 1.4238 | 2.4447 | 1.9159 | 1.6248 | 2.4194 | 3.5136 | 3.0045 | 4.0126 | 1.8577 | 1.7339 | 2.3259 | 2.0651 | 2.1785 | 4.2708 | 2.3574 | 2.8205
903 | 1.4078 | 3.7136 | 1.7341 | 2.2769 | 1.6727 | 2.7395 | 2.2164 | 2.5186 | 2.1596 | 5.3761 | 2.5433 | 3.4961 | 2.9143 | 7.8381 | 3.7578 | 4.9163 | 2.509 | 2.3113 | 3.9167 | 2.3771 | 3.3607 | 4.9729 | 5.1031 | 4.4807 | 3.3661 | 3.3789 | 5.7314 | 2.8504 | 4.5685 | 2.225 | 2.8271 | 2.2418 | 3.9353 | 3.0138 | 2.3674 | 3.8724 | 5.7355 | 4.9052 | 6.7576 | 2.8957 | 2.7324 | 3.8912 | 3.186 | 3.2636 | 7.1315 | 3.7307 | 4.7337 | 2.2519 | 2.0756 | 3.5711 | 2.1097 | 2.9607 | 4.4692 | 4.4592 | 3.9405 | 2.942 | 2.9765 | 5.0186 | 2.5232 | 4.0184 | 2.0035 | 2.5276 | 1.99 | 3.4762 | 2.6756 | 2.1602 | 3.4415 | 5.0451 | 4.3128 | 5.8894 | 2.574 | 2.4238 | 3.3789 | 2.8273 | 2.947 | 6.2273 | 3.3185 | 4.1147 | 1.9855 | 1.8331 | 3.131 | 1.8595 | 2.564 | 3.903 | 3.8905 | 3.4248 | 2.5923 | 2.6008 | 4.3672 | 2.2039 | 3.4883 | 1.7805 | 2.2631 | 1.7471 | 3.0325 | 2.3549 | 1.9397 | 3.0026 | 4.3816 | 3.7447 | 5.0671 | 2.271 | 2.1301 | 2.9179 | 2.5064 | 2.6261 | 5.3766 | 2.9082 | 3.5429 | 1.6216 | 1.5019 | 2.5456 | 1.5228 | 2.045 | 3.1536 | 3.1411 | 2.7544 | 2.1252 | 2.0996 | 3.514 | 1.7818 | 2.8037 | 1.4718 | 1.8958 | 1.4276 | 2.4511 | 1.921 | 1.6292 | 2.4253 | 3.522 | 3.0115 | 4.0222 | 1.8624 | 1.7385 | 2.332 | 2.0698 | 2.1842 | 4.2819 | 2.3627 | 2.8279
904 | 1.4111 | 3.719 | 1.7381 | 2.2822 | 1.6765 | 2.746 | 2.2218 | 2.5248 | 2.1661 | 5.3848 | 2.55 | 3.5048 | 2.9224 | 7.8508 | 3.7674 | 4.9284 | 2.5154 | 2.3172 | 3.9269 | 2.3834 | 3.3688 | 4.9834 | 5.1163 | 4.491 | 3.3748 | 3.3871 | 5.7462 | 2.8576 | 4.5807 | 2.2308 | 2.8346 | 2.2475 | 3.9456 | 3.0215 | 2.3736 | 3.8814 | 5.7493 | 4.9165 | 6.7726 | 2.9028 | 2.7396 | 3.9011 | 3.1932 | 3.272 | 7.1485 | 3.7387 | 4.746 | 2.2576 | 2.081 | 3.5804 | 2.1152 | 2.9678 | 4.4787 | 4.4708 | 3.9496 | 2.9496 | 2.9837 | 5.0317 | 2.5296 | 4.0291 | 2.0088 | 2.5343 | 1.9952 | 3.4852 | 2.6824 | 2.1659 | 3.4496 | 5.0572 | 4.3228 | 5.9028 | 2.5803 | 2.4302 | 3.3876 | 2.8338 | 2.9546 | 6.2426 | 3.3257 | 4.1255 | 1.9906 | 1.8379 | 3.1392 | 1.8644 | 2.5703 | 3.9113 | 3.9007 | 3.4328 | 2.5991 | 2.607 | 4.3786 | 2.2094 | 3.4975 | 1.7852 | 2.2692 | 1.7517 | 3.0404 | 2.3609 | 1.9449 | 3.0097 | 4.3921 | 3.7534 | 5.0789 | 2.2767 | 2.1357 | 2.9255 | 2.5121 | 2.6329 | 5.3901 | 2.9146 | 3.5522 | 1.6258 | 1.5059 | 2.5524 | 1.5268 | 2.0501 | 3.1604 | 3.1495 | 2.7608 | 2.1309 | 2.1047 | 3.5232 | 1.7864 | 2.8111 | 1.4757 | 1.9009 | 1.4314 | 2.4576 | 1.926 | 1.6336 | 2.4311 | 3.5305 | 3.0186 | 4.0319 | 1.867 | 1.7432 | 2.3381 | 2.0746 | 2.1899 | 4.2929 | 2.368 | 2.8354
905 | 1.4144 | 3.7244 | 1.7422 | 2.2875 | 1.6803 | 2.7525 | 2.2273 | 2.531 | 2.1726 | 5.3935 | 2.5568 | 3.5135 | 2.9305 | 7.8635 | 3.7771 | 4.9405 | 2.5218 | 2.323 | 3.9372 | 2.3896 | 3.3768 | 4.9939 | 5.1294 | 4.5013 | 3.3834 | 3.3953 | 5.7611 | 2.8647 | 4.5929 | 2.2365 | 2.842 | 2.2532 | 3.9558 | 3.0291 | 2.3799 | 3.8904 | 5.7631 | 4.9278 | 6.7877 | 2.9098 | 2.7467 | 3.911 | 3.2005 | 3.2804 | 7.1656 | 3.7467 | 4.7584 | 2.2634 | 2.0863 | 3.5898 | 2.1208 | 2.975 | 4.4881 | 4.4823 | 3.9587 | 2.9573 | 2.9909 | 5.0448 | 2.5359 | 4.0397 | 2.014 | 2.541 | 2.0003 | 3.4943 | 2.6893 | 2.1716 | 3.4576 | 5.0694 | 4.3327 | 5.9163 | 2.5866 | 2.4366 | 3.3964 | 2.8402 | 2.9622 | 6.2578 | 3.3329 | 4.1363 | 1.9957 | 1.8426 | 3.1475 | 1.8694 | 2.5766 | 3.9196 | 3.9109 | 3.4407 | 2.6059 | 2.6133 | 4.39 | 2.215 | 3.5067 | 1.7898 | 2.2752 | 1.7563 | 3.0484 | 2.367 | 1.9501 | 3.0168 | 4.4026 | 3.7621 | 5.0908 | 2.2823 | 2.1414 | 2.9331 | 2.5178 | 2.6397 | 5.4036 | 2.921 | 3.5615 | 1.63 | 1.5098 | 2.5593 | 1.5309 | 2.0553 | 3.1673 | 3.1578 | 2.7673 | 2.1366 | 2.1098 | 3.5325 | 1.7909 | 2.8185 | 1.4797 | 1.906 | 1.4352 | 2.464 | 1.9311 | 1.638 | 2.4369 | 3.539 | 3.0256 | 4.0416 | 1.8717 | 1.7478 | 2.3443 | 2.0793 | 2.1956 | 4.304 | 2.3733 | 2.8428
906 | 1.4177 | 3.7298 | 1.7462 | 2.2928 | 1.6841 | 2.759 | 2.2327 | 2.5372 | 2.1791 | 5.4022 | 2.5635 | 3.5222 | 2.9386 | 7.8762 | 3.7867 | 4.9526 | 2.5282 | 2.3289 | 3.9474 | 2.3959 | 3.3848 | 5.0044 | 5.1426 | 4.5116 | 3.3921 | 3.4035 | 5.7759 | 2.8718 | 4.6051 | 2.2423 | 2.8495 | 2.259 | 3.966 | 3.0367 | 2.3862 | 3.8994 | 5.7768 | 4.939 | 6.8027 | 2.9169 | 2.7539 | 3.921 | 3.2077 | 3.2888 | 7.1826 | 3.7548 | 4.7707 | 2.2692 | 2.0917 | 3.5991 | 2.1264 | 2.9821 | 4.4976 | 4.4939 | 3.9678 | 2.965 | 2.998 | 5.0578 | 2.5422 | 4.0504 | 2.0192 | 2.5477 | 2.0054 | 3.5033 | 2.6962 | 2.1774 | 3.4656 | 5.0815 | 4.3427 | 5.9297 | 2.593 | 2.443 | 3.4051 | 2.8467 | 2.9698 | 6.2731 | 3.3401 | 4.1471 | 2.0008 | 1.8474 | 3.1558 | 1.8743 | 2.5829 | 3.9279 | 3.9211 | 3.4486 | 2.6127 | 2.6195 | 4.4014 | 2.2205 | 3.5159 | 1.7945 | 2.2813 | 1.7608 | 3.0563 | 2.3731 | 1.9553 | 3.0239 | 4.4131 | 3.7708 | 5.1026 | 2.2879 | 2.147 | 2.9407 | 2.5235 | 2.6465 | 5.417 | 2.9274 | 3.5708 | 1.6342 | 1.5138 | 2.5661 | 1.5349 | 2.0604 | 3.1741 | 3.1661 | 2.7738 | 2.1422 | 2.1149 | 3.5418 | 1.7954 | 2.8259 | 1.4836 | 1.9111 | 1.439 | 2.4704 | 1.9361 | 1.6424 | 2.4427 | 3.5475 | 3.0327 | 4.0513 | 1.8763 | 1.7524 | 2.3504 | 2.0841 | 2.2014 | 4.3151 | 2.3786 | 2.8503
907 | 1.421 | 3.7352 | 1.7502 | 2.2981 | 1.6878 | 2.7655 | 2.2382 | 2.5434 | 2.1856 | 5.4109 | 2.5703 | 3.5309 | 2.9467 | 7.8889 | 3.7963 | 4.9647 | 2.5346 | 2.3348 | 3.9576 | 2.4021 | 3.3929 | 5.0149 | 5.1558 | 4.5219 | 3.4008 | 3.4116 | 5.7908 | 2.879 | 4.6173 | 2.2481 | 2.8569 | 2.2647 | 3.9763 | 3.0443 | 2.3924 | 3.9084 | 5.7906 | 4.9503 | 6.8178 | 2.9239 | 2.7611 | 3.9309 | 3.2149 | 3.2972 | 7.1996 | 3.7628 | 4.783 | 2.2749 | 2.097 | 3.6085 | 2.1319 | 2.9893 | 4.5071 | 4.5055 | 3.9769 | 2.9726 | 3.0052 | 5.0709 | 2.5486 | 4.0611 | 2.0245 | 2.5544 | 2.0106 | 3.5124 | 2.703 | 2.1831 | 3.4737 | 5.0936 | 4.3527 | 5.9432 | 2.5993 | 2.4494 | 3.4138 | 2.8531 | 2.9774 | 6.2883 | 3.3474 | 4.1578 | 2.0059 | 1.8522 | 3.164 | 1.8792 | 2.5891 | 3.9363 | 3.9312 | 3.4566 | 2.6195 | 2.6258 | 4.4128 | 2.2261 | 3.5251 | 1.7992 | 2.2873 | 1.7654 | 3.0642 | 2.3792 | 1.9605 | 3.031 | 4.4237 | 3.7795 | 5.1144 | 2.2935 | 2.1526 | 2.9482 | 2.5293 | 2.6534 | 5.4305 | 2.9338 | 3.5801 | 1.6384 | 1.5178 | 2.5729 | 1.539 | 2.0655 | 3.1809 | 3.1744 | 2.7802 | 2.1479 | 2.1199 | 3.551 | 1.8 | 2.8332 | 1.4875 | 1.9163 | 1.4428 | 2.4769 | 1.9412 | 1.6468 | 2.4485 | 3.556 | 3.0397 | 4.0609 | 1.881 | 1.7571 | 2.3565 | 2.0888 | 2.2071 | 4.3262 | 2.3839 | 2.8577
908 | 1.4242 | 3.7406 | 1.7542 | 2.3034 | 1.6916 | 2.772 | 2.2436 | 2.5496 | 2.1922 | 5.4196 | 2.577 | 3.5396 | 2.9548 | 7.9016 | 3.8059 | 4.9768 | 2.541 | 2.3407 | 3.9679 | 2.4084 | 3.4009 | 5.0254 | 5.1689 | 4.5322 | 3.4095 | 3.4198 | 5.8056 | 2.8861 | 4.6295 | 2.2539 | 2.8644 | 2.2704 | 3.9865 | 3.0519 | 2.3987 | 3.9174 | 5.8044 | 4.9616 | 6.8328 | 2.931 | 2.7683 | 3.9408 | 3.2221 | 3.3056 | 7.2167 | 3.7708 | 4.7953 | 2.2807 | 2.1024 | 3.6178 | 2.1375 | 2.9964 | 4.5165 | 4.5171 | 3.986 | 2.9803 | 3.0124 | 5.084 | 2.5549 | 4.0717 | 2.0297 | 2.5611 | 2.0157 | 3.5214 | 2.7099 | 2.1888 | 3.4817 | 5.1057 | 4.3627 | 5.9566 | 2.6056 | 2.4558 | 3.4225 | 2.8596 | 2.985 | 6.3036 | 3.3546 | 4.1686 | 2.011 | 1.8569 | 3.1723 | 1.8841 | 2.5954 | 3.9446 | 3.9414 | 3.4645 | 2.6263 | 2.632 | 4.4242 | 2.2316 | 3.5343 | 1.8039 | 2.2934 | 1.77 | 3.0721 | 2.3853 | 1.9657 | 3.0381 | 4.4342 | 3.7882 | 5.1263 | 2.2991 | 2.1583 | 2.9558 | 2.535 | 2.6602 | 5.444 | 2.9402 | 3.5894 | 1.6426 | 1.5217 | 2.5797 | 1.543 | 2.0707 | 3.1877 | 3.1827 | 2.7867 | 2.1536 | 2.125 | 3.5603 | 1.8045 | 2.8406 | 1.4915 | 1.9214 | 1.4466 | 2.4833 | 1.9462 | 1.6512 | 2.4543 | 3.5645 | 3.0468 | 4.0706 | 1.8856 | 1.7617 | 2.3627 | 2.0936 | 2.2128 | 4.3373 | 2.3892 | 2.8652
909 | 1.4275 | 3.746 | 1.7583 | 2.3087 | 1.6954 | 2.7785 | 2.2491 | 2.5558 | 2.1987 | 5.4283 | 2.5838 | 3.5483 | 2.9629 | 7.9143 | 3.8155 | 4.9889 | 2.5475 | 2.3466 | 3.9781 | 2.4146 | 3.4089 | 5.0359 | 5.1821 | 4.5425 | 3.4182 | 3.428 | 5.8205 | 2.8933 | 4.6418 | 2.2597 | 2.8718 | 2.2761 | 3.9967 | 3.0595 | 2.405 | 3.9263 | 5.8181 | 4.9729 | 6.8479 | 2.938 | 2.7755 | 3.9508 | 3.2293 | 3.314 | 7.2337 | 3.7789 | 4.8076 | 2.2865 | 2.1077 | 3.6272 | 2.143 | 3.0036 | 4.526 | 4.5287 | 3.9951 | 2.9879 | 3.0196 | 5.0971 | 2.5613 | 4.0824 | 2.035 | 2.5679 | 2.0209 | 3.5305 | 2.7168 | 2.1945 | 3.4897 | 5.1178 | 4.3727 | 5.9701 | 2.612 | 2.4622 | 3.4312 | 2.866 | 2.9927 | 6.3188 | 3.3618 | 4.1794 | 2.0162 | 1.8617 | 3.1805 | 1.889 | 2.6017 | 3.9529 | 3.9516 | 3.4725 | 2.6332 | 2.6383 | 4.4356 | 2.2372 | 3.5436 | 1.8086 | 2.2994 | 1.7745 | 3.08 | 2.3914 | 1.9708 | 3.0451 | 4.4447 | 3.7968 | 5.1381 | 2.3047 | 2.1639 | 2.9634 | 2.5407 | 2.667 | 5.4575 | 2.9467 | 3.5988 | 1.6469 | 1.5257 | 2.5865 | 1.5471 | 2.0758 | 3.1945 | 3.191 | 2.7932 | 2.1593 | 2.1301 | 3.5696 | 1.809 | 2.848 | 1.4954 | 1.9265 | 1.4505 | 2.4898 | 1.9513 | 1.6556 | 2.4602 | 3.5729 | 3.0538 | 4.0803 | 1.8903 | 1.7663 | 2.3688 | 2.0983 | 2.2186 | 4.3484 | 2.3945 | 2.8726
910 | 1.4308 | 3.7515 | 1.7623 | 2.314 | 1.6992 | 2.785 | 2.2546 | 2.562 | 2.2052 | 5.437 | 2.5905 | 3.557 | 2.971 | 7.927 | 3.8251 | 5.001 | 2.5539 | 2.3525 | 3.9883 | 2.4208 | 3.417 | 5.0465 | 5.1953 | 4.5527 | 3.4269 | 3.4362 | 5.8354 | 2.9004 | 4.654 | 2.2655 | 2.8792 | 2.2819 | 4.007 | 3.0672 | 2.4112 | 3.9353 | 5.8319 | 4.9841 | 6.863 | 2.9451 | 2.7827 | 3.9607 | 3.2365 | 3.3224 | 7.2507 | 3.7869 | 4.8199 | 2.2922 | 2.113 | 3.6365 | 2.1486 | 3.0108 | 4.5355 | 4.5403 | 4.0042 | 2.9956 | 3.0267 | 5.1101 | 2.5676 | 4.0931 | 2.0402 | 2.5746 | 2.026 | 3.5395 | 2.7236 | 2.2003 | 3.4978 | 5.1299 | 4.3827 | 5.9835 | 2.6183 | 2.4685 | 3.4399 | 2.8724 | 3.0003 | 6.334 | 3.369 | 4.1902 | 2.0213 | 1.8665 | 3.1888 | 1.8939 | 2.608 | 3.9612 | 3.9618 | 3.4804 | 2.64 | 2.6446 | 4.4471 | 2.2428 | 3.5528 | 1.8133 | 2.3055 | 1.7791 | 3.0879 | 2.3974 | 1.976 | 3.0522 | 4.4552 | 3.8055 | 5.1499 | 2.3104 | 2.1695 | 2.971 | 2.5464 | 2.6738 | 5.4709 | 2.9531 | 3.6081 | 1.6511 | 1.5297 | 2.5933 | 1.5511 | 2.0809 | 3.2013 | 3.1994 | 2.7996 | 2.1649 | 2.1352 | 3.5788 | 1.8136 | 2.8554 | 1.4993 | 1.9316 | 1.4543 | 2.4962 | 1.9563 | 1.66 | 2.466 | 3.5814 | 3.0608 | 4.09 | 1.895 | 1.771 | 2.3749 | 2.103 | 2.2243 | 4.3594 | 2.3998 | 2.88
911 | 1.4341 | 3.7569 | 1.7663 | 2.3193 | 1.703 | 2.7915 | 2.26 | 2.5682 | 2.2117 | 5.4457 | 2.5973 | 3.5657 | 2.9791 | 7.9397 | 3.8347 | 5.0131 | 2.5603 | 2.3584 | 3.9986 | 2.4271 | 3.425 | 5.057 | 5.2084 | 4.563 | 3.4356 | 3.4444 | 5.8502 | 2.9075 | 4.6662 | 2.2713 | 2.8867 | 2.2876 | 4.0172 | 3.0748 | 2.4175 | 3.9443 | 5.8457 | 4.9954 | 6.878 | 2.9521 | 2.7899 | 3.9706 | 3.2437 | 3.3308 | 7.2678 | 3.7949 | 4.8322 | 2.298 | 2.1184 | 3.6459 | 2.1542 | 3.0179 | 4.5449 | 4.5519 | 4.0133 | 3.0033 | 3.0339 | 5.1232 | 2.5739 | 4.1037 | 2.0454 | 2.5813 | 2.0311 | 3.5486 | 2.7305 | 2.206 | 3.5058 | 5.142 | 4.3927 | 5.997 | 2.6246 | 2.4749 | 3.4486 | 2.8789 | 3.0079 | 6.3493 | 3.3762 | 4.201 | 2.0264 | 1.8712 | 3.1971 | 1.8988 | 2.6143 | 3.9695 | 3.972 | 3.4883 | 2.6468 | 2.6508 | 4.4585 | 2.2483 | 3.562 | 1.818 | 2.3115 | 1.7837 | 3.0958 | 2.4035 | 1.9812 | 3.0593 | 4.4657 | 3.8142 | 5.1618 | 2.316 | 2.1752 | 2.9786 | 2.5521 | 2.6806 | 5.4844 | 2.9595 | 3.6174 | 1.6553 | 1.5336 | 2.6001 | 1.5552 | 2.0861 | 3.2081 | 3.2077 | 2.8061 | 2.1706 | 2.1403 | 3.5881 | 1.8181 | 2.8628 | 1.5033 | 1.9367 | 1.4581 | 2.5026 | 1.9614 | 1.6644 | 2.4718 | 3.5899 | 3.0679 | 4.0997 | 1.8996 | 1.7756 | 2.3811 | 2.1078 | 2.23 | 4.3705 | 2.4051 | 2.8875
912 | 1.4374 | 3.7623 | 1.7704 | 2.3246 | 1.7068 | 2.798 | 2.2655 | 2.5744 | 2.2182 | 5.4544 | 2.604 | 3.5744 | 2.9872 | 7.9524 | 3.8443 | 5.0252 | 2.5667 | 2.3643 | 4.0088 | 2.4333 | 3.4331 | 5.0675 | 5.2216 | 4.5733 | 3.4443 | 3.4525 | 5.8651 | 2.9147 | 4.6784 | 2.2771 | 2.8941 | 2.2933 | 4.0275 | 3.0824 | 2.4237 | 3.9533 | 5.8595 | 5.0067 | 6.8931 | 2.9592 | 2.7971 | 3.9805 | 3.2509 | 3.3392 | 7.2848 | 3.8029 | 4.8445 | 2.3037 | 2.1237 | 3.6552 | 2.1597 | 3.0251 | 4.5544 | 4.5635 | 4.0224 | 3.0109 | 3.0411 | 5.1363 | 2.5803 | 4.1144 | 2.0507 | 2.588 | 2.0363 | 3.5576 | 2.7373 | 2.2117 | 3.5139 | 5.1541 | 4.4027 | 6.0104 | 2.6309 | 2.4813 | 3.4573 | 2.8853 | 3.0155 | 6.3645 | 3.3835 | 4.2117 | 2.0315 | 1.876 | 3.2053 | 1.9037 | 2.6205 | 3.9779 | 3.9821 | 3.4963 | 2.6536 | 2.6571 | 4.4699 | 2.2539 | 3.5712 | 1.8227 | 2.3176 | 1.7883 | 3.1037 | 2.4096 | 1.9864 | 3.0664 | 4.4763 | 3.8229 | 5.1736 | 2.3216 | 2.1808 | 2.9861 | 2.5579 | 2.6875 | 5.4979 | 2.9659 | 3.6267 | 1.6595 | 1.5376 | 2.6069 | 1.5592 | 2.0912 | 3.2149 | 3.216 | 2.8125 | 2.1763 | 2.1453 | 3.5973 | 1.8227 | 2.8701 | 1.5072 | 1.9419 | 1.4619 | 2.5091 | 1.9664 | 1.6688 | 2.4776 | 3.5984 | 3.0749 | 4.1093 | 1.9043 | 1.7803 | 2.3872 | 2.1125 | 2.2357 | 4.3816 | 2.4104 | 2.8949
913 | 1.4406 | 3.7677 | 1.7744 | 2.3299 | 1.7106 | 2.8045 | 2.2709 | 2.5806 | 2.2248 | 5.4631 | 2.6107 | 3.5831 | 2.9953 | 7.9651 | 3.8539 | 5.0373 | 2.5731 | 2.3702 | 4.019 | 2.4396 | 3.4411 | 5.078 | 5.2348 | 4.5836 | 3.453 | 3.4607 | 5.8799 | 2.9218 | 4.6906 | 2.2829 | 2.9016 | 2.2991 | 4.0377 | 3.09 | 2.43 | 3.9623 | 5.8732 | 5.0179 | 6.9081 | 2.9662 | 2.8043 | 3.9905 | 3.2581 | 3.3476 | 7.3018 | 3.811 | 4.8568 | 2.3095 | 2.1291 | 3.6646 | 2.1653 | 3.0322 | 4.5639 | 4.5751 | 4.0315 | 3.0186 | 3.0482 | 5.1493 | 2.5866 | 4.1251 | 2.0559 | 2.5947 | 2.0414 | 3.5667 | 2.7442 | 2.2175 | 3.5219 | 5.1662 | 4.4127 | 6.0239 | 2.6373 | 2.4877 | 3.466 | 2.8918 | 3.0231 | 6.3798 | 3.3907 | 4.2225 | 2.0366 | 1.8808 | 3.2136 | 1.9086 | 2.6268 | 3.9862 | 3.9923 | 3.5042 | 2.6604 | 2.6633 | 4.4813 | 2.2594 | 3.5804 | 1.8274 | 2.3236 | 1.7928 | 3.1116 | 2.4157 | 1.9916 | 3.0735 | 4.4868 | 3.8316 | 5.1854 | 2.3272 | 2.1864 | 2.9937 | 2.5636 | 2.6943 | 5.5113 | 2.9723 | 3.636 | 1.6637 | 1.5416 | 2.6137 | 1.5633 | 2.0963 | 3.2217 | 3.2243 | 2.819 | 2.1819 | 2.1504 | 3.6066 | 1.8272 | 2.8775 | 1.5111 | 1.947 | 1.4657 | 2.5155 | 1.9715 | 1.6732 | 2.4834 | 3.6069 | 3.082 | 4.119 | 1.9089 | 1.7849 | 2.3933 | 2.1173 | 2.2415 | 4.3927 | 2.4157 | 2.9024
914 | 1.4439 | 3.7731 | 1.7784 | 2.3352 | 1.7144 | 2.811 | 2.2764 | 2.5868 | 2.2313 | 5.4718 | 2.6175 | 3.5918 | 3.0034 | 7.9778 | 3.8635 | 5.0494 | 2.5795 | 2.376 | 4.0293 | 2.4458 | 3.4491 | 5.0885 | 5.2479 | 4.5939 | 3.4616 | 3.4689 | 5.8948 | 2.9289 | 4.7028 | 2.2886 | 2.909 | 2.3048 | 4.0479 | 3.0976 | 2.4363 | 3.9713 | 5.887 | 5.0292 | 6.9232 | 2.9733 | 2.8114 | 4.0004 | 3.2654 | 3.356 | 7.3189 | 3.819 | 4.8692 | 2.3153 | 2.1344 | 3.6739 | 2.1709 | 3.0394 | 4.5733 | 4.5866 | 4.0406 | 3.0263 | 3.0554 | 5.1624 | 2.5929 | 4.1357 | 2.0611 | 2.6014 | 2.0465 | 3.5757 | 2.7511 | 2.2232 | 3.5299 | 5.1784 | 4.4226 | 6.0373 | 2.6436 | 2.4941 | 3.4748 | 2.8982 | 3.0307 | 6.395 | 3.3979 | 4.2333 | 2.0417 | 1.8855 | 3.2219 | 1.9136 | 2.6331 | 3.9945 | 4.0025 | 3.5121 | 2.6672 | 2.6696 | 4.4927 | 2.265 | 3.5896 | 1.832 | 2.3297 | 1.7974 | 3.1196 | 2.4218 | 1.9968 | 3.0806 | 4.4973 | 3.8403 | 5.1973 | 2.3328 | 2.1921 | 3.0013 | 2.5693 | 2.7011 | 5.5248 | 2.9787 | 3.6453 | 1.6679 | 1.5455 | 2.6206 | 1.5673 | 2.1015 | 3.2286 | 3.2326 | 2.8255 | 2.1876 | 2.1555 | 3.6159 | 1.8317 | 2.8849 | 1.5151 | 1.9521 | 1.4695 | 2.5219 | 1.9765 | 1.6776 | 2.4892 | 3.6154 | 3.089 | 4.1287 | 1.9136 | 1.7895 | 2.3995 | 2.122 | 2.2472 | 4.4038 | 2.421 | 2.9098
915 | 1.4472 | 3.7785 | 1.7824 | 2.3405 | 1.7182 | 2.8175 | 2.2818 | 2.593 | 2.2378 | 5.4805 | 2.6242 | 3.6005 | 3.0115 | 7.9905 | 3.8732 | 5.0615 | 2.5859 | 2.3819 | 4.0395 | 2.4521 | 3.4572 | 5.099 | 5.2611 | 4.6042 | 3.4703 | 3.4771 | 5.9096 | 2.9361 | 4.7151 | 2.2944 | 2.9165 | 2.3105 | 4.0582 | 3.1052 | 2.4425 | 3.9803 | 5.9008 | 5.0405 | 6.9382 | 2.9803 | 2.8186 | 4.0103 | 3.2726 | 3.3644 | 7.3359 | 3.827 | 4.8815 | 2.321 | 2.1398 | 3.6833 | 2.1764 | 3.0465 | 4.5828 | 4.5982 | 4.0497 | 3.0339 | 3.0626 | 5.1755 | 2.5993 | 4.1464 | 2.0664 | 2.6082 | 2.0517 | 3.5848 | 2.7579 | 2.2289 | 3.538 | 5.1905 | 4.4326 | 6.0508 | 2.6499 | 2.5005 | 3.4835 | 2.9047 | 3.0383 | 6.4103 | 3.4051 | 4.2441 | 2.0468 | 1.8903 | 3.2301 | 1.9185 | 2.6394 | 4.0028 | 4.0127 | 3.5201 | 2.6741 | 2.6758 | 4.5041 | 2.2705 | 3.5989 | 1.8367 | 2.3357 | 1.802 | 3.1275 | 2.4279 | 2.0019 | 3.0876 | 4.5078 | 3.849 | 5.2091 | 2.3384 | 2.1977 | 3.0089 | 2.575 | 2.7079 | 5.5383 | 2.9851 | 3.6546 | 1.6721 | 1.5495 | 2.6274 | 1.5714 | 2.1066 | 3.2354 | 3.2409 | 2.8319 | 2.1933 | 2.1606 | 3.6251 | 1.8363 | 2.8923 | 1.519 | 1.9572 | 1.4733 | 2.5284 | 1.9816 | 1.682 | 2.4951 | 3.6238 | 3.0961 | 4.1384 | 1.9182 | 1.7942 | 2.4056 | 2.1268 | 2.2529 | 4.4149 | 2.4263 | 2.9173
916 | 1.4505 | 3.7839 | 1.7865 | 2.3458 | 1.722 | 2.824 | 2.2873 | 2.5992 | 2.2443 | 5.4892 | 2.631 | 3.6092 | 3.0196 | 8.0032 | 3.8828 | 5.0736 | 2.5923 | 2.3878 | 4.0497 | 2.4583 | 3.4652 | 5.1095 | 5.2743 | 4.6145 | 3.479 | 3.4852 | 5.9245 | 2.9432 | 4.7273 | 2.3002 | 2.9239 | 2.3162 | 4.0684 | 3.1129 | 2.4488 | 3.9893 | 5.9146 | 5.0518 | 6.9533 | 2.9874 | 2.8258 | 4.0202 | 3.2798 | 3.3728 | 7.3529 | 3.835 | 4.8938 | 2.3268 | 2.1451 | 3.6926 | 2.182 | 3.0537 | 4.5923 | 4.6098 | 4.0588 | 3.0416 | 3.0698 | 5.1886 | 2.6056 | 4.1571 | 2.0716 | 2.6149 | 2.0568 | 3.5938 | 2.7648 | 2.2346 | 3.546 | 5.2026 | 4.4426 | 6.0642 | 2.6562 | 2.5069 | 3.4922 | 2.9111 | 3.0459 | 6.4255 | 3.4124 | 4.2548 | 2.0519 | 1.8951 | 3.2384 | 1.9234 | 2.6456 | 4.0112 | 4.0228 | 3.528 | 2.6809 | 2.6821 | 4.5155 | 2.2761 | 3.6081 | 1.8414 | 2.3418 | 1.8066 | 3.1354 | 2.4339 | 2.0071 | 3.0947 | 4.5184 | 3.8577 | 5.2209 | 2.3441 | 2.2033 | 3.0164 | 2.5808 | 2.7148 | 5.5518 | 2.9915 | 3.6639 | 1.6763 | 1.5535 | 2.6342 | 1.5754 | 2.1117 | 3.2422 | 3.2493 | 2.8384 | 2.199 | 2.1656 | 3.6344 | 1.8408 | 2.8996 | 1.5229 | 1.9624 | 1.4771 | 2.5348 | 1.9866 | 1.6864 | 2.5009 | 3.6323 | 3.1031 | 4.148 | 1.9229 | 1.7988 | 2.4117 | 2.1315 | 2.2586 | 4.4259 | 2.4316 | 2.9247
917 | 1.4538 | 3.7893 | 1.7905 | 2.3511 | 1.7258 | 2.8305 | 2.2928 | 2.6054 | 2.2508 | 5.4979 | 2.6378 | 3.6179 | 3.0277 | 8.0159 | 3.8924 | 5.0857 | 2.5987 | 2.3937 | 4.06 | 2.4646 | 3.4733 | 5.12 | 5.2874 | 4.6248 | 3.4877 | 3.4934 | 5.9393 | 2.9504 | 4.7395 | 2.306 | 2.9314 | 2.322 | 4.0787 | 3.1205 | 2.455 | 3.9983 | 5.9283 | 5.063 | 6.9683 | 2.9944 | 2.833 | 4.0302 | 3.287 | 3.3812 | 7.37 | 3.8431 | 4.9061 | 2.3325 | 2.1505 | 3.702 | 2.1875 | 3.0608 | 4.6017 | 4.6214 | 4.0679 | 3.0492 | 3.0769 | 5.2016 | 2.612 | 4.1677 | 2.0769 | 2.6216 | 2.062 | 3.6029 | 2.7716 | 2.2404 | 3.5541 | 5.2147 | 4.4526 | 6.0777 | 2.6626 | 2.5133 | 3.5009 | 2.9176 | 3.0535 | 6.4408 | 3.4196 | 4.2656 | 2.057 | 1.8998 | 3.2466 | 1.9283 | 2.6519 | 4.0195 | 4.033 | 3.536 | 2.6877 | 2.6883 | 4.5269 | 2.2816 | 3.6173 | 1.8461 | 2.3478 | 1.8111 | 3.1433 | 2.44 | 2.0123 | 3.1018 | 4.5289 | 3.8664 | 5.2328 | 2.3497 | 2.209 | 3.024 | 2.5865 | 2.7216 | 5.5652 | 2.9979 | 3.6732 | 1.6805 | 1.5574 | 2.641 | 1.5795 | 2.1169 | 3.249 | 3.2576 | 2.8448 | 2.2046 | 2.1707 | 3.6436 | 1.8454 | 2.907 | 1.5269 | 1.9675 | 1.4809 | 2.5413 | 1.9917 | 1.6908 | 2.5067 | 3.6408 | 3.1102 | 4.1577 | 1.9275 | 1.8035 | 2.4179 | 2.1363 | 2.2644 | 4.437 | 2.4369 | 2.9322
918 | 1.457 | 3.7948 | 1.7945 | 2.3564 | 1.7296 | 2.837 | 2.2982 | 2.6116 | 2.2574 | 5.5066 | 2.6445 | 3.6266 | 3.0358 | 8.0286 | 3.902 | 5.0978 | 2.6051 | 2.3996 | 4.0702 | 2.4708 | 3.4813 | 5.1305 | 5.3006 | 4.6351 | 3.4964 | 3.5016 | 5.9542 | 2.9575 | 4.7517 | 2.3118 | 2.9388 | 2.3277 | 4.0889 | 3.1281 | 2.4613 | 4.0073 | 5.9421 | 5.0743 | 6.9834 | 3.0015 | 2.8402 | 4.0401 | 3.2942 | 3.3896 | 7.387 | 3.8511 | 4.9184 | 2.3383 | 2.1558 | 3.7113 | 2.1931 | 3.068 | 4.6112 | 4.633 | 4.077 | 3.0569 | 3.0841 | 5.2147 | 2.6183 | 4.1784 | 2.0821 | 2.6283 | 2.0671 | 3.6119 | 2.7785 | 2.2461 | 3.5621 | 5.2268 | 4.4626 | 6.0911 | 2.6689 | 2.5197 | 3.5096 | 2.924 | 3.0611 | 6.456 | 3.4268 | 4.2764 | 2.0621 | 1.9046 | 3.2549 | 1.9332 | 2.6582 | 4.0278 | 4.0432 | 3.5439 | 2.6945 | 2.6946 | 4.5383 | 2.2872 | 3.6265 | 1.8508 | 2.3539 | 1.8157 | 3.1512 | 2.4461 | 2.0175 | 3.1089 | 4.5394 | 3.8751 | 5.2446 | 2.3553 | 2.2146 | 3.0316 | 2.5922 | 2.7284 | 5.5787 | 3.0043 | 3.6825 | 1.6847 | 1.5614 | 2.6478 | 1.5835 | 2.122 | 3.2558 | 3.2659 | 2.8513 | 2.2103 | 2.1758 | 3.6529 | 1.8499 | 2.9144 | 1.5308 | 1.9726 | 1.4847 | 2.5477 | 1.9967 | 1.6952 | 2.5125 | 3.6493 | 3.1172 | 4.1674 | 1.9322 | 1.8081 | 2.424 | 2.141 | 2.2701 | 4.4481 | 2.4422 | 2.9396
919 | 1.4603 | 3.8002 | 1.7986 | 2.3617 | 1.7334 | 2.8435 | 2.3037 | 2.6178 | 2.2639 | 5.5153 | 2.6513 | 3.6353 | 3.0439 | 8.0413 | 3.9116 | 5.1099 | 2.6115 | 2.4055 | 4.0804 | 2.477 | 3.4893 | 5.141 | 5.3138 | 4.6454 | 3.5051 | 3.5098 | 5.9691 | 2.9646 | 4.7639 | 2.3176 | 2.9462 | 2.3334 | 4.0991 | 3.1357 | 2.4676 | 4.0163 | 5.9559 | 5.0856 | 6.9985 | 3.0085 | 2.8474 | 4.05 | 3.3014 | 3.398 | 7.404 | 3.8591 | 4.9307 | 2.3441 | 2.1611 | 3.7207 | 2.1987 | 3.0752 | 4.6207 | 4.6446 | 4.0861 | 3.0646 | 3.0913 | 5.2278 | 2.6246 | 4.1891 | 2.0873 | 2.635 | 2.0722 | 3.621 | 2.7854 | 2.2518 | 3.5701 | 5.2389 | 4.4726 | 6.1046 | 2.6752 | 2.5261 | 3.5183 | 2.9304 | 3.0687 | 6.4712 | 3.434 | 4.2872 | 2.0672 | 1.9094 | 3.2632 | 1.9381 | 2.6645 | 4.0361 | 4.0534 | 3.5518 | 2.7013 | 2.7009 | 4.5497 | 2.2928 | 3.6357 | 1.8555 | 2.3599 | 1.8203 | 3.1591 | 2.4522 | 2.0227 | 3.116 | 4.5499 | 3.8838 | 5.2564 | 2.3609 | 2.2202 | 3.0392 | 2.5979 | 2.7352 | 5.5922 | 3.0107 | 3.6918 | 1.6889 | 1.5654 | 2.6546 | 1.5876 | 2.1271 | 3.2626 | 3.2742 | 2.8578 | 2.216 | 2.1809 | 3.6622 | 1.8544 | 2.9218 | 1.5347 | 1.9777 | 1.4885 | 2.5541 | 2.0018 | 1.6996 | 2.5183 | 3.6578 | 3.1242 | 4.1771 | 1.9369 | 1.8127 | 2.4301 | 2.1457 | 2.2758 | 4.4592 | 2.4475 | 2.947
920 | 1.4636 | 3.8056 | 1.8026 | 2.367 | 1.7372 | 2.85 | 2.3091 | 2.624 | 2.2704 | 5.524 | 2.658 | 3.644 | 3.052 | 8.054 | 3.9212 | 5.122 | 2.6179 | 2.4114 | 4.0907 | 2.4833 | 3.4974 | 5.1515 | 5.3269 | 4.6557 | 3.5138 | 3.518 | 5.9839 | 2.9718 | 4.7761 | 2.3234 | 2.9537 | 2.3392 | 4.1094 | 3.1433 | 2.4738 | 4.0253 | 5.9696 | 5.0968 | 7.0135 | 3.0156 | 2.8546 | 4.06 | 3.3086 | 3.4064 | 7.4211 | 3.8672 | 4.943 | 2.3498 | 2.1665 | 3.73 | 2.2042 | 3.0823 | 4.6301 | 4.6562 | 4.0952 | 3.0722 | 3.0984 | 5.2408 | 2.631 | 4.1997 | 2.0926 | 2.6417 | 2.0774 | 3.63 | 2.7922 | 2.2576 | 3.5782 | 5.251 | 4.4826 | 6.118 | 2.6816 | 2.5325 | 3.527 | 2.9369 | 3.0763 | 6.4865 | 3.4412 | 4.298 | 2.0723 | 1.9141 | 3.2714 | 1.943 | 2.6708 | 4.0444 | 4.0636 | 3.5598 | 2.7081 | 2.7071 | 4.5611 | 2.2983 | 3.6449 | 1.8602 | 2.366 | 1.8248 | 3.167 | 2.4583 | 2.0279 | 3.1231 | 4.5604 | 3.8925 | 5.2683 | 2.3665 | 2.2259 | 3.0468 | 2.6036 | 2.742 | 5.6056 | 3.0171 | 3.7011 | 1.6931 | 1.5693 | 2.6614 | 1.5916 | 2.1323 | 3.2694 | 3.2825 | 2.8642 | 2.2216 | 2.186 | 3.6714 | 1.859 | 2.9292 | 1.5387 | 1.9828 | 1.4923 | 2.5606 | 2.0068 | 1.704 | 2.5241 | 3.6663 | 3.1313 | 4.1868 | 1.9415 | 1.8174 | 2.4363 | 2.1505 | 2.2816 | 4.4703 | 2.4528 | 2.9545
921 | 1.4669 | 3.811 | 1.8066 | 2.3723 | 1.741 | 2.8565 | 2.3146 | 2.6302 | 2.2769 | 5.5327 | 2.6648 | 3.6527 | 3.0601 | 8.0667 | 3.9308 | 5.1341 | 2.6243 | 2.4173 | 4.1009 | 2.4895 | 3.5054 | 5.162 | 5.3401 | 4.666 | 3.5225 | 3.5261 | 5.9988 | 2.9789 | 4.7884 | 2.3292 | 2.9611 | 2.3449 | 4.1196 | 3.1509 | 2.4801 | 4.0343 | 5.9834 | 5.1081 | 7.0286 | 3.0226 | 2.8618 | 4.0699 | 3.3158 | 3.4148 | 7.4381 | 3.8752 | 4.9553 | 2.3556 | 2.1718 | 3.7394 | 2.2098 | 3.0895 | 4.6396 | 4.6678 | 4.1043 | 3.0799 | 3.1056 | 5.2539 | 2.6373 | 4.2104 | 2.0978 | 2.6485 | 2.0825 | 3.6391 | 2.7991 | 2.2633 | 3.5862 | 5.2631 | 4.4926 | 6.1315 | 2.6879 | 2.5389 | 3.5357 | 2.9433 | 3.0839 | 6.5017 | 3.4485 | 4.3087 | 2.0774 | 1.9189 | 3.2797 | 1.9479 | 2.677 | 4.0528 | 4.0737 | 3.5677 | 2.715 | 2.7134 | 4.5725 | 2.3039 | 3.6542 | 1.8649 | 2.372 | 1.8294 | 3.1749 | 2.4644 | 2.033 | 3.1301 | 4.571 | 3.9012 | 5.2801 | 2.3721 | 2.2315 | 3.0543 | 2.6094 | 2.7489 | 5.6191 | 3.0235 | 3.7104 | 1.6973 | 1.5733 | 2.6682 | 1.5957 | 2.1374 | 3.2762 | 3.2908 | 2.8707 | 2.2273 | 2.191 | 3.6807 | 1.8635 | 2.9365 | 1.5426 | 1.988 | 1.4961 | 2.567 | 2.0119 | 1.7084 | 2.53 | 3.6747 | 3.1383 | 4.1964 | 1.9462 | 1.822 | 2.4424 | 2.1552 | 2.2873 | 4.4814 | 2.4581 | 2.9619
922 | 1.4702 | 3.8164 | 1.8107 | 2.3776 | 1.7448 | 2.863 | 2.32 | 2.6364 | 2.2834 | 5.5414 | 2.6715 | 3.6614 | 3.0682 | 8.0794 | 3.9404 | 5.1462 | 2.6307 | 2.4232 | 4.1111 | 2.4958 | 3.5135 | 5.1725 | 5.3533 | 4.6763 | 3.5312 | 3.5343 | 6.0136 | 2.9861 | 4.8006 | 2.335 | 2.9686 | 2.3506 | 4.1299 | 3.1586 | 2.4863 | 4.0433 | 5.9972 | 5.1194 | 7.0436 | 3.0297 | 2.869 | 4.0798 | 3.323 | 3.4232 | 7.4551 | 3.8832 | 4.9676 | 2.3613 | 2.1772 | 3.7487 | 2.2153 | 3.0966 | 4.6491 | 4.6794 | 4.1134 | 3.0875 | 3.1128 | 5.267 | 2.6437 | 4.2211 | 2.1031 | 2.6552 | 2.0877 | 3.6481 | 2.8059 | 2.269 | 3.5943 | 5.2752 | 4.5026 | 6.1449 | 2.6942 | 2.5453 | 3.5444 | 2.9498 | 3.0915 | 6.517 | 3.4557 | 4.3195 | 2.0825 | 1.9237 | 3.2879 | 1.9528 | 2.6833 | 4.0611 | 4.0839 | 3.5757 | 2.7218 | 2.7196 | 4.5839 | 2.3094 | 3.6634 | 1.8696 | 2.3781 | 1.834 | 3.1828 | 2.4704 | 2.0382 | 3.1372 | 4.5815 | 3.9099 | 5.2919 | 2.3778 | 2.2371 | 3.0619 | 2.6151 | 2.7557 | 5.6326 | 3.0299 | 3.7197 | 1.7015 | 1.5773 | 2.675 | 1.5997 | 2.1425 | 3.283 | 3.2992 | 2.8771 | 2.233 | 2.1961 | 3.6899 | 1.8681 | 2.9439 | 1.5465 | 1.9931 | 1.4999 | 2.5735 | 2.0169 | 1.7128 | 2.5358 | 3.6832 | 3.1454 | 4.2061 | 1.9508 | 1.8267 | 2.4485 | 2.16 | 2.293 | 4.4924 | 2.4634 | 2.9694
923 | 1.4734 | 3.8218 | 1.8147 | 2.3829 | 1.7486 | 2.8695 | 2.3255 | 2.6426 | 2.29 | 5.5501 | 2.6783 | 3.6701 | 3.0763 | 8.0921 | 3.95 | 5.1583 | 2.6371 | 2.429 | 4.1214 | 2.502 | 3.5215 | 5.183 | 5.3664 | 4.6866 | 3.5398 | 3.5425 | 6.0285 | 2.9932 | 4.8128 | 2.3407 | 2.976 | 2.3563 | 4.1401 | 3.1662 | 2.4926 | 4.0523 | 6.011 | 5.1307 | 7.0587 | 3.0367 | 2.8761 | 4.0897 | 3.3303 | 3.4316 | 7.4722 | 3.8912 | 4.98 | 2.3671 | 2.1825 | 3.7581 | 2.2209 | 3.1038 | 4.6585 | 4.6909 | 4.1225 | 3.0952 | 3.12 | 5.2801 | 2.65 | 4.2317 | 2.1083 | 2.6619 | 2.0928 | 3.6572 | 2.8128 | 2.2747 | 3.6023 | 5.2874 | 4.5125 | 6.1584 | 2.7005 | 2.5517 | 3.5532 | 2.9562 | 3.0991 | 6.5322 | 3.4629 | 4.3303 | 2.0876 | 1.9284 | 3.2962 | 1.9578 | 2.6896 | 4.0694 | 4.0941 | 3.5836 | 2.7286 | 2.7259 | 4.5953 | 2.315 | 3.6726 | 1.8742 | 2.3841 | 1.8386 | 3.1908 | 2.4765 | 2.0434 | 3.1443 | 4.592 | 3.9186 | 5.3038 | 2.3834 | 2.2428 | 3.0695 | 2.6208 | 2.7625 | 5.6461 | 3.0363 | 3.729 | 1.7057 | 1.5812 | 2.6819 | 1.6038 | 2.1477 | 3.2899 | 3.3075 | 2.8836 | 2.2387 | 2.2012 | 3.6992 | 1.8726 | 2.9513 | 1.5505 | 1.9982 | 1.5037 | 2.5799 | 2.022 | 1.7172 | 2.5416 | 3.6917 | 3.1524 | 4.2158 | 1.9555 | 1.8313 | 2.4547 | 2.1647 | 2.2987 | 4.5035 | 2.4687 | 2.9768
924 | 1.4767 | 3.8272 | 1.8187 | 2.3882 | 1.7524 | 2.876 | 2.3309 | 2.6488 | 2.2965 | 5.5588 | 2.685 | 3.6788 | 3.0844 | 8.1048 | 3.9596 | 5.1704 | 2.6435 | 2.4349 | 4.1316 | 2.5083 | 3.5295 | 5.1935 | 5.3796 | 4.6969 | 3.5485 | 3.5507 | 6.0433 | 3.0003 | 4.825 | 2.3465 | 2.9835 | 2.3621 | 4.1503 | 3.1738 | 2.4989 | 4.0613 | 6.0247 | 5.1419 | 7.0737 | 3.0438 | 2.8833 | 4.0997 | 3.3375 | 3.44 | 7.4892 | 3.8993 | 4.9923 | 2.3729 | 2.1879 | 3.7674 | 2.2265 | 3.1109 | 4.668 | 4.7025 | 4.1316 | 3.1029 | 3.1271 | 5.2931 | 2.6563 | 4.2424 | 2.1135 | 2.6686 | 2.0979 | 3.6662 | 2.8197 | 2.2805 | 3.6103 | 5.2995 | 4.5225 | 6.1718 | 2.7069 | 2.5581 | 3.5619 | 2.9627 | 3.1067 | 6.5475 | 3.4701 | 4.3411 | 2.0927 | 1.9332 | 3.3045 | 1.9627 | 2.6959 | 4.0777 | 4.1043 | 3.5915 | 2.7354 | 2.7321 | 4.6067 | 2.3205 | 3.6818 | 1.8789 | 2.3902 | 1.8431 | 3.1987 | 2.4826 | 2.0486 | 3.1514 | 4.6025 | 3.9273 | 5.3156 | 2.389 | 2.2484 | 3.0771 | 2.6265 | 2.7693 | 5.6595 | 3.0427 | 3.7383 | 1.7099 | 1.5852 | 2.6887 | 1.6078 | 2.1528 | 3.2967 | 3.3158 | 2.8901 | 2.2443 | 2.2063 | 3.7085 | 1.8771 | 2.9587 | 1.5544 | 2.0033 | 1.5075 | 2.5863 | 2.027 | 1.7216 | 2.5474 | 3.7002 | 3.1595 | 4.2255 | 1.9601 | 1.8359 | 2.4608 | 2.1695 | 2.3045 | 4.5146 | 2.474 | 2.9843
925 | 1.48 | 3.8327 | 1.8228 | 2.3935 | 1.7562 | 2.8825 | 2.3364 | 2.655 | 2.303 | 5.5675 | 2.6917 | 3.6875 | 3.0925 | 8.1175 | 3.9693 | 5.1825 | 2.6499 | 2.4408 | 4.1418 | 2.5145 | 3.5376 | 5.204 | 5.3928 | 4.7072 | 3.5572 | 3.5588 | 6.0582 | 3.0075 | 4.8372 | 2.3523 | 2.9909 | 2.3678 | 4.1606 | 3.1814 | 2.5051 | 4.0703 | 6.0385 | 5.1532 | 7.0888 | 3.0508 | 2.8905 | 4.1096 | 3.3447 | 3.4484 | 7.5062 | 3.9073 | 5.0046 | 2.3786 | 2.1932 | 3.7768 | 2.232 | 3.1181 | 4.6775 | 4.7141 | 4.1407 | 3.1105 | 3.1343 | 5.3062 | 2.6627 | 4.2531 | 2.1188 | 2.6753 | 2.1031 | 3.6753 | 2.8265 | 2.2862 | 3.6184 | 5.3116 | 4.5325 | 6.1853 | 2.7132 | 2.5645 | 3.5706 | 2.9691 | 3.1143 | 6.5627 | 3.4774 | 4.3518 | 2.0978 | 1.938 | 3.3127 | 1.9676 | 2.7021 | 4.0861 | 4.1144 | 3.5995 | 2.7422 | 2.7384 | 4.6181 | 2.3261 | 3.691 | 1.8836 | 2.3962 | 1.8477 | 3.2066 | 2.4887 | 2.0538 | 3.1585 | 4.6131 | 3.936 | 5.3274 | 2.3946 | 2.254 | 3.0846 | 2.6323 | 2.7762 | 5.673 | 3.0491 | 3.7476 | 1.7141 | 1.5892 | 2.6955 | 1.6119 | 2.1579 | 3.3035 | 3.3241 | 2.8965 | 2.25 | 2.2113 | 3.7177 | 1.8817 | 2.966 | 1.5583 | 2.0085 | 1.5113 | 2.5928 | 2.0321 | 1.726 | 2.5532 | 3.7087 | 3.1665 | 4.2351 | 1.9648 | 1.8406 | 2.4669 | 2.1742 | 2.3102 | 4.5257 | 2.4793 | 2.9917
926 | 1.4833 | 3.8381 | 1.8268 | 2.3988 | 1.76 | 2.889 | 2.3419 | 2.6612 | 2.3095 | 5.5762 | 2.6985 | 3.6962 | 3.1006 | 8.1302 | 3.9789 | 5.1946 | 2.6563 | 2.4467 | 4.1521 | 2.5208 | 3.5456 | 5.2145 | 5.4059 | 4.7175 | 3.5659 | 3.567 | 6.073 | 3.0146 | 4.8494 | 2.3581 | 2.9984 | 2.3735 | 4.1708 | 3.189 | 2.5114 | 4.0793 | 6.0523 | 5.1645 | 7.1038 | 3.0579 | 2.8977 | 4.1195 | 3.3519 | 3.4568 | 7.5233 | 3.9153 | 5.0169 | 2.3844 | 2.1986 | 3.7861 | 2.2376 | 3.1252 | 4.6869 | 4.7257 | 4.1498 | 3.1182 | 3.1415 | 5.3193 | 2.669 | 4.2637 | 2.124 | 2.682 | 2.1082 | 3.6843 | 2.8334 | 2.2919 | 3.6264 | 5.3237 | 4.5425 | 6.1987 | 2.7195 | 2.5709 | 3.5793 | 2.9756 | 3.1219 | 6.578 | 3.4846 | 4.3626 | 2.1029 | 1.9427 | 3.321 | 1.9725 | 2.7084 | 4.0944 | 4.1246 | 3.6074 | 2.749 | 2.7446 | 4.6295 | 2.3316 | 3.7002 | 1.8883 | 2.4023 | 1.8523 | 3.2145 | 2.4948 | 2.059 | 3.1656 | 4.6236 | 3.9447 | 5.3393 | 2.4002 | 2.2597 | 3.0922 | 2.638 | 2.783 | 5.6865 | 3.0555 | 3.7569 | 1.7183 | 1.5931 | 2.7023 | 1.6159 | 2.1631 | 3.3103 | 3.3324 | 2.903 | 2.2557 | 2.2164 | 3.727 | 1.8862 | 2.9734 | 1.5623 | 2.0136 | 1.5151 | 2.5992 | 2.0371 | 1.7304 | 2.559 | 3.7172 | 3.1736 | 4.2448 | 1.9694 | 1.8452 | 2.4731 | 2.179 | 2.3159 | 4.5368 | 2.4846 | 2.9992
927 | 1.4866 | 3.8435 | 1.8308 | 2.4041 | 1.7656 | 2.8955 | 2.3473 | 2.6674 | 2.316 | 5.5849 | 2.7052 | 3.7049 | 3.1087 | 8.1429 | 3.9885 | 5.2067 | 2.6628 | 2.4526 | 4.1623 | 2.527 | 3.5536 | 5.225 | 5.4191 | 4.7278 | 3.5746 | 3.5752 | 6.0879 | 3.0218 | 4.8617 | 2.3639 | 3.0058 | 2.3792 | 4.181 | 3.1966 | 2.5177 | 4.0882 | 6.066 | 5.1758 | 7.1189 | 3.0649 | 2.9049 | 4.1294 | 3.3591 | 3.4652 | 7.5403 | 3.9234 | 5.0292 | 2.3902 | 2.2039 | 3.7955 | 2.2431 | 3.1324 | 4.6964 | 4.7373 | 4.1589 | 3.1258 | 3.1487 | 5.3324 | 2.6754 | 4.2744 | 2.1293 | 2.6888 | 2.1134 | 3.6934 | 2.8403 | 2.2976 | 3.6344 | 5.3358 | 4.5525 | 6.2122 | 2.7259 | 2.5773 | 3.588 | 2.982 | 3.1296 | 6.5932 | 3.4918 | 4.3734 | 2.1081 | 1.9475 | 3.3292 | 1.9774 | 2.7147 | 4.1027 | 4.1348 | 3.6154 | 2.7559 | 2.7509 | 4.6409 | 2.3372 | 3.7095 | 1.893 | 2.4083 | 1.8568 | 3.2224 | 2.5009 | 2.0641 | 3.1726 | 4.6341 | 3.9533 | 5.3511 | 2.4058 | 2.2653 | 3.0998 | 2.6437 | 2.7898 | 5.7 | 3.062 | 3.7663 | 1.7226 | 1.5971 | 2.7091 | 1.62 | 2.1682 | 3.3171 | 3.3407 | 2.9095 | 2.2614 | 2.2215 | 3.7363 | 1.8907 | 2.9808 | 1.5662 | 2.0187 | 1.519 | 2.6057 | 2.0422 | 1.7348 | 2.5649 | 3.7256 | 3.1806 | 4.2545 | 1.9741 | 1.8498 | 2.4792 | 2.1837 | 2.3217 | 4.5479 | 2.4899 | 3.0066
928 | 1.4898 | 3.8489 | 1.8348 | 2.4094 | 1.7713 | 2.902 | 2.3528 | 2.6736 | 2.3226 | 5.5936 | 2.712 | 3.7136 | 3.1168 | 8.1556 | 3.9981 | 5.2188 | 2.6692 | 2.4585 | 4.1725 | 2.5332 | 3.5617 | 5.2356 | 5.4323 | 4.738 | 3.5833 | 3.5834 | 6.1028 | 3.0289 | 4.8739 | 2.3697 | 3.0132 | 2.385 | 4.1913 | 3.2043 | 2.5239 | 4.0972 | 6.0798 | 5.187 | 7.134 | 3.072 | 2.9121 | 4.1394 | 3.3663 | 3.4736 | 7.5573 | 3.9314 | 5.0415 | 2.3959 | 2.2092 | 3.8048 | 2.2487 | 3.1396 | 4.7059 | 4.7489 | 4.168 | 3.1335 | 3.1558 | 5.3454 | 2.6817 | 4.2851 | 2.1345 | 2.6955 | 2.1185 | 3.7024 | 2.8471 | 2.3034 | 3.6425 | 5.3479 | 4.5625 | 6.2256 | 2.7322 | 2.5836 | 3.5967 | 2.9884 | 3.1372 | 6.6084 | 3.499 | 4.3842 | 2.1132 | 1.9523 | 3.3375 | 1.9823 | 2.721 | 4.111 | 4.145 | 3.6233 | 2.7627 | 2.7572 | 4.6524 | 2.3428 | 3.7187 | 1.8977 | 2.4144 | 1.8614 | 3.2303 | 2.5069 | 2.0693 | 3.1797 | 4.6446 | 3.962 | 5.3629 | 2.4115 | 2.2709 | 3.1074 | 2.6494 | 2.7966 | 5.7134 | 3.0684 | 3.7756 | 1.7268 | 1.6011 | 2.7159 | 1.624 | 2.1733 | 3.3239 | 3.3491 | 2.9159 | 2.267 | 2.2266 | 3.7455 | 1.8953 | 2.9882 | 1.5701 | 2.0238 | 1.5228 | 2.6121 | 2.0472 | 1.7392 | 2.5707 | 3.7341 | 3.1876 | 4.2642 | 1.9788 | 1.8545 | 2.4853 | 2.1884 | 2.3274 | 4.5589 | 2.4952 | 3.014
929 | 1.4931 | 3.8543 | 1.8389 | 2.4147 | 1.7769 | 2.9085 | 2.3582 | 2.6798 | 2.3291 | 5.6023 | 2.7188 | 3.7223 | 3.1249 | 8.1683 | 4.0077 | 5.2309 | 2.6756 | 2.4644 | 4.1828 | 2.5395 | 3.5697 | 5.2461 | 5.4454 | 4.7483 | 3.592 | 3.5916 | 6.1176 | 3.036 | 4.8861 | 2.3755 | 3.0207 | 2.3907 | 4.2015 | 3.2119 | 2.5302 | 4.1062 | 6.0936 | 5.1983 | 7.149 | 3.079 | 2.9193 | 4.1493 | 3.3735 | 3.482 | 7.5744 | 3.9394 | 5.0538 | 2.4017 | 2.2146 | 3.8142 | 2.2543 | 3.1467 | 4.7153 | 4.7605 | 4.1771 | 3.1412 | 3.163 | 5.3585 | 2.688 | 4.2957 | 2.1397 | 2.7022 | 2.1236 | 3.7115 | 2.854 | 2.3091 | 3.6505 | 5.36 | 4.5725 | 6.2391 | 2.7385 | 2.59 | 3.6054 | 2.9949 | 3.1448 | 6.6237 | 3.5062 | 4.395 | 2.1183 | 1.957 | 3.3458 | 1.9872 | 2.7273 | 4.1193 | 4.1552 | 3.6312 | 2.7695 | 2.7634 | 4.6638 | 2.3483 | 3.7279 | 1.9024 | 2.4204 | 1.866 | 3.2382 | 2.513 | 2.0745 | 3.1868 | 4.6551 | 3.9707 | 5.3748 | 2.4171 | 2.2766 | 3.115 | 2.6551 | 2.8034 | 5.7269 | 3.0748 | 3.7849 | 1.731 | 1.605 | 2.7227 | 1.6281 | 2.1785 | 3.3307 | 3.3574 | 2.9224 | 2.2727 | 2.2317 | 3.7548 | 1.8998 | 2.9956 | 1.5741 | 2.0289 | 1.5266 | 2.6185 | 2.0523 | 1.7436 | 2.5765 | 3.7426 | 3.1947 | 4.2739 | 1.9834 | 1.8591 | 2.4915 | 2.1932 | 2.3331 | 4.57 | 2.5005 | 3.0215
930 | 1.4964 | 3.8597 | 1.8429 | 2.42 | 1.7826 | 2.915 | 2.3637 | 2.686 | 2.3356 | 5.611 | 2.7255 | 3.731 | 3.133 | 8.181 | 4.0173 | 5.243 | 2.682 | 2.4703 | 4.193 | 2.5457 | 3.5778 | 5.2566 | 5.4586 | 4.7586 | 3.6007 | 3.5997 | 6.1325 | 3.0432 | 4.8983 | 2.3813 | 3.0281 | 2.3964 | 4.2118 | 3.2195 | 2.5364 | 4.1152 | 6.1074 | 5.2096 | 7.1641 | 3.0861 | 2.9265 | 4.1592 | 3.3807 | 3.4904 | 7.5914 | 3.9474 | 5.0661 | 2.4074 | 2.2199 | 3.8235 | 2.2598 | 3.1539 | 4.7248 | 4.7721 | 4.1862 | 3.1488 | 3.1702 | 5.3716 | 2.6944 | 4.3064 | 2.145 | 2.7089 | 2.1288 | 3.7205 | 2.8608 | 2.3148 | 3.6586 | 5.3721 | 4.5825 | 6.2525 | 2.7448 | 2.5964 | 3.6141 | 3.0013 | 3.1524 | 6.6389 | 3.5135 | 4.4057 | 2.1234 | 1.9618 | 3.354 | 1.9921 | 2.7335 | 4.1277 | 4.1653 | 3.6392 | 2.7763 | 2.7697 | 4.6752 | 2.3539 | 3.7371 | 1.9071 | 2.4265 | 1.8706 | 3.2461 | 2.5191 | 2.0797 | 3.1939 | 4.6657 | 3.9794 | 5.3866 | 2.4227 | 2.2822 | 3.1225 | 2.6609 | 2.8103 | 5.7404 | 3.0812 | 3.7942 | 1.7352 | 1.609 | 2.7295 | 1.6321 | 2.1836 | 3.3375 | 3.3657 | 2.9288 | 2.2784 | 2.2367 | 3.764 | 1.9044 | 3.0029 | 1.578 | 2.0341 | 1.5304 | 2.625 | 2.0573 | 1.748 | 2.5823 | 3.7511 | 3.2017 | 4.2835 | 1.9881 | 1.8638 | 2.4976 | 2.1979 | 2.3388 | 4.5811 | 2.5058 | 3.0289
931 | 1.4997 | 3.8651 | 1.8469 | 2.4253 | 1.7882 | 2.9215 | 2.3691 | 2.6922 | 2.3421 | 5.6197 | 2.7323 | 3.7397 | 3.1411 | 8.1937 | 4.0269 | 5.2551 | 2.6884 | 2.4762 | 4.2032 | 2.552 | 3.5858 | 5.2671 | 5.4718 | 4.7689 | 3.6094 | 3.6079 | 6.1473 | 3.0503 | 4.9105 | 2.3871 | 3.0356 | 2.4022 | 4.222 | 3.2271 | 2.5427 | 4.1242 | 6.1211 | 5.2208 | 7.1791 | 3.0931 | 2.9337 | 4.1692 | 3.3879 | 3.4988 | 7.6084 | 3.9555 | 5.0784 | 2.4132 | 2.2253 | 3.8329 | 2.2654 | 3.161 | 4.7343 | 4.7837 | 4.1953 | 3.1565 | 3.1773 | 5.3846 | 2.7007 | 4.3171 | 2.1502 | 2.7156 | 2.1339 | 3.7296 | 2.8677 | 2.3206 | 3.6666 | 5.3842 | 4.5925 | 6.266 | 2.7512 | 2.6028 | 3.6228 | 3.0078 | 3.16 | 6.6542 | 3.5207 | 4.4165 | 2.1285 | 1.9666 | 3.3623 | 1.997 | 2.7398 | 4.136 | 4.1755 | 3.6471 | 2.7831 | 2.7759 | 4.6866 | 2.3594 | 3.7463 | 1.9118 | 2.4325 | 1.8751 | 3.254 | 2.5252 | 2.0849 | 3.201 | 4.6762 | 3.9881 | 5.3984 | 2.4283 | 2.2878 | 3.1301 | 2.6666 | 2.8171 | 5.7538 | 3.0876 | 3.8035 | 1.7394 | 1.613 | 2.7363 | 1.6362 | 2.1887 | 3.3443 | 3.374 | 2.9353 | 2.284 | 2.2418 | 3.7733 | 1.9089 | 3.0103 | 1.5819 | 2.0392 | 1.5342 | 2.6314 | 2.0624 | 1.7524 | 2.5881 | 3.7596 | 3.2088 | 4.2932 | 1.9927 | 1.8684 | 2.5037 | 2.2027 | 2.3446 | 4.5922 | 2.5111 | 3.0364
932 | 1.503 | 3.8705 | 1.851 | 2.4306 | 1.7939 | 2.928 | 2.3746 | 2.6984 | 2.3486 | 5.6284 | 2.739 | 3.7484 | 3.1492 | 8.2064 | 4.0365 | 5.2672 | 2.6948 | 2.482 | 4.2135 | 2.5582 | 3.5938 | 5.2776 | 5.4849 | 4.7792 | 3.618 | 3.6161 | 6.1622 | 3.0574 | 4.9227 | 2.3928 | 3.043 | 2.4079 | 4.2322 | 3.2347 | 2.549 | 4.1332 | 6.1349 | 5.2321 | 7.1942 | 3.1002 | 2.9408 | 4.1791 | 3.3952 | 3.5072 | 7.6255 | 3.9635 | 5.0908 | 2.419 | 2.2306 | 3.8422 | 2.271 | 3.1682 | 4.7437 | 4.7952 | 4.2044 | 3.1642 | 3.1845 | 5.3977 | 2.707 | 4.3277 | 2.1554 | 2.7223 | 2.139 | 3.7386 | 2.8746 | 2.3263 | 3.6746 | 5.3964 | 4.6024 | 6.2794 | 2.7575 | 2.6092 | 3.6316 | 3.0142 | 3.1676 | 6.6694 | 3.5279 | 4.4273 | 2.1336 | 1.9713 | 3.3706 | 2.002 | 2.7461 | 4.1443 | 4.1857 | 3.655 | 2.7899 | 2.7822 | 4.698 | 2.365 | 3.7555 | 1.9164 | 2.4386 | 1.8797 | 3.262 | 2.5313 | 2.0901 | 3.2081 | 4.6867 | 3.9968 | 5.4103 | 2.4339 | 2.2935 | 3.1377 | 2.6723 | 2.8239 | 5.7673 | 3.094 | 3.8128 | 1.7436 | 1.6169 | 2.7432 | 1.6402 | 2.1939 | 3.3512 | 3.3823 | 2.9418 | 2.2897 | 2.2469 | 3.7826 | 1.9134 | 3.0177 | 1.5859 | 2.0443 | 1.538 | 2.6378 | 2.0674 | 1.7568 | 2.5939 | 3.7681 | 3.2158 | 4.3029 | 1.9974 | 1.873 | 2.5099 | 2.2074 | 2.3503 | 4.6033 | 2.5164 | 3.0438
933 | 1.5062 | 3.876 | 1.855 | 2.4359 | 1.7995 | 2.9345 | 2.38 | 2.7046 | 2.3552 | 5.6371 | 2.7458 | 3.7571 | 3.1573 | 8.2191 | 4.0461 | 5.2793 | 2.7012 | 2.4879 | 4.2237 | 2.5645 | 3.6019 | 5.2881 | 5.4981 | 4.7895 | 3.6267 | 3.6243 | 6.177 | 3.0646 | 4.935 | 2.3986 | 3.0505 | 2.4136 | 4.2425 | 3.2423 | 2.5552 | 4.1422 | 6.1487 | 5.2434 | 7.2092 | 3.1072 | 2.948 | 4.189 | 3.4024 | 3.5156 | 7.6425 | 3.9715 | 5.1031 | 2.4247 | 2.236 | 3.8516 | 2.2765 | 3.1753 | 4.7532 | 4.8068 | 4.2135 | 3.1718 | 3.1917 | 5.4108 | 2.7134 | 4.3384 | 2.1607 | 2.7291 | 2.1442 | 3.7477 | 2.8814 | 2.332 | 3.6827 | 5.4085 | 4.6124 | 6.2929 | 2.7638 | 2.6156 | 3.6403 | 3.0207 | 3.1752 | 6.6847 | 3.5351 | 4.4381 | 2.1387 | 1.9761 | 3.3788 | 2.0069 | 2.7524 | 4.1526 | 4.1959 | 3.663 | 2.7968 | 2.7884 | 4.7094 | 2.3705 | 3.7648 | 1.9211 | 2.4446 | 1.8843 | 3.2699 | 2.5374 | 2.0952 | 3.2151 | 4.6972 | 4.0055 | 5.4221 | 2.4395 | 2.2991 | 3.1453 | 2.678 | 2.8307 | 5.7808 | 3.1004 | 3.8221 | 1.7478 | 1.6209 | 2.75 | 1.6443 | 2.199 | 3.358 | 3.3906 | 2.9482 | 2.2954 | 2.252 | 3.7918 | 1.918 | 3.0251 | 1.5898 | 2.0494 | 1.5418 | 2.6443 | 2.0725 | 1.7612 | 2.5998 | 3.7765 | 3.2229 | 4.3126 | 2.002 | 1.8777 | 2.516 | 2.2122 | 2.356 | 4.6144 | 2.5217 | 3.0513
934 | 1.5095 | 3.8814 | 1.859 | 2.4412 | 1.8052 | 2.941 | 2.3855 | 2.7108 | 2.3617 | 5.6458 | 2.7525 | 3.7658 | 3.1654 | 8.2318 | 4.0557 | 5.2914 | 2.7076 | 2.4938 | 4.2339 | 2.5707 | 3.6099 | 5.2986 | 5.5113 | 4.7998 | 3.6354 | 3.6324 | 6.1919 | 3.0717 | 4.9472 | 2.4044 | 3.0579 | 2.4193 | 4.2527 | 3.25 | 2.5615 | 4.1512 | 6.1625 | 5.2547 | 7.2243 | 3.1143 | 2.9552 | 4.1989 | 3.4096 | 3.524 | 7.6595 | 3.9795 | 5.1154 | 2.4305 | 2.2413 | 3.8609 | 2.2821 | 3.1825 | 4.7627 | 4.8184 | 4.2226 | 3.1795 | 3.1989 | 5.4239 | 2.7197 | 4.3491 | 2.1659 | 2.7358 | 2.1493 | 3.7567 | 2.8883 | 2.3377 | 3.6907 | 5.4206 | 4.6224 | 6.3063 | 2.7701 | 2.622 | 3.649 | 3.0271 | 3.1828 | 6.6999 | 3.5424 | 4.4488 | 2.1438 | 1.9809 | 3.3871 | 2.0118 | 2.7586 | 4.161 | 4.206 | 3.6709 | 2.8036 | 2.7947 | 4.7208 | 2.3761 | 3.774 | 1.9258 | 2.4507 | 1.8889 | 3.2778 | 2.5434 | 2.1004 | 3.2222 | 4.7078 | 4.0142 | 5.4339 | 2.4452 | 2.3047 | 3.1528 | 2.6838 | 2.8376 | 5.7943 | 3.1068 | 3.8314 | 1.752 | 1.6249 | 2.7568 | 1.6483 | 2.2041 | 3.3648 | 3.399 | 2.9547 | 2.3011 | 2.257 | 3.8011 | 1.9225 | 3.0324 | 1.5937 | 2.0546 | 1.5456 | 2.6507 | 2.0775 | 1.7656 | 2.6056 | 3.785 | 3.2299 | 4.3222 | 2.0067 | 1.8823 | 2.5221 | 2.2169 | 2.3617 | 4.6254 | 2.527 | 3.0587
935 | 1.5128 | 3.8868 | 1.863 | 2.4465 | 1.8108 | 2.9475 | 2.391 | 2.717 | 2.3682 | 5.6545 | 2.7593 | 3.7745 | 3.1735 | 8.2445 | 4.0654 | 5.3035 | 2.714 | 2.4997 | 4.2442 | 2.577 | 3.618 | 5.3091 | 5.5244 | 4.8101 | 3.6441 | 3.6406 | 6.2067 | 3.0789 | 4.9594 | 2.4102 | 3.0654 | 2.4251 | 4.263 | 3.2576 | 2.5677 | 4.1602 | 6.1762 | 5.2659 | 7.2393 | 3.1213 | 2.9624 | 4.2089 | 3.4168 | 3.5324 | 7.6766 | 3.9876 | 5.1277 | 2.4362 | 2.2467 | 3.8703 | 2.2876 | 3.1896 | 4.7721 | 4.83 | 4.2317 | 3.1871 | 3.206 | 5.4369 | 2.7261 | 4.3597 | 2.1712 | 2.7425 | 2.1545 | 3.7658 | 2.8951 | 2.3435 | 3.6988 | 5.4327 | 4.6324 | 6.3198 | 2.7765 | 2.6284 | 3.6577 | 3.0336 | 3.1904 | 6.7152 | 3.5496 | 4.4596 | 2.1489 | 1.9856 | 3.3953 | 2.0167 | 2.7649 | 4.1693 | 4.2162 | 3.6789 | 2.8104 | 2.8009 | 4.7322 | 2.3816 | 3.7832 | 1.9305 | 2.4567 | 1.8934 | 3.2857 | 2.5495 | 2.1056 | 3.2293 | 4.7183 | 4.0229 | 5.4458 | 2.4508 | 2.3104 | 3.1604 | 2.6895 | 2.8444 | 5.8077 | 3.1132 | 3.8407 | 1.7562 | 1.6288 | 2.7636 | 1.6524 | 2.2093 | 3.3716 | 3.4073 | 2.9611 | 2.3067 | 2.2621 | 3.8103 | 1.9271 | 3.0398 | 1.5977 | 2.0597 | 1.5494 | 2.6572 | 2.0826 | 1.77 | 2.6114 | 3.7935 | 3.237 | 4.3319 | 2.0113 | 1.887 | 2.5283 | 2.2217 | 2.3675 | 4.6365 | 2.5323 | 3.0662
936 | 1.5161 | 3.8922 | 1.8671 | 2.4518 | 1.8164 | 2.954 | 2.3964 | 2.7232 | 2.3747 | 5.6632 | 2.766 | 3.7832 | 3.1816 | 8.2572 | 4.075 | 5.3156 | 2.7204 | 2.5056 | 4.2544 | 2.5832 | 3.626 | 5.3196 | 5.5376 | 4.8204 | 3.6528 | 3.6488 | 6.2216 | 3.086 | 4.9716 | 2.416 | 3.0728 | 2.4308 | 4.2732 | 3.2652 | 2.574 | 4.1692 | 6.19 | 5.2772 | 7.2544 | 3.1284 | 2.9696 | 4.2188 | 3.424 | 3.5408 | 7.6936 | 3.9956 | 5.14 | 2.442 | 2.252 | 3.8796 | 2.2932 | 3.1968 | 4.7816 | 4.8416 | 4.2408 | 3.1948 | 3.2132 | 5.45 | 2.7324 | 4.3704 | 2.1764 | 2.7492 | 2.1596 | 3.7748 | 2.902 | 2.3492 | 3.7068 | 5.4448 | 4.6424 | 6.3332 | 2.7828 | 2.6348 | 3.6664 | 3.04 | 3.198 | 6.7304 | 3.5568 | 4.4704 | 2.154 | 1.9904 | 3.4036 | 2.0216 | 2.7712 | 4.1776 | 4.2264 | 3.6868 | 2.8172 | 2.8072 | 4.7436 | 2.3872 | 3.7924 | 1.9352 | 2.4628 | 1.898 | 3.2936 | 2.5556 | 2.1108 | 3.2364 | 4.7288 | 4.0316 | 5.4576 | 2.4564 | 2.316 | 3.168 | 2.6952 | 2.8512 | 5.8212 | 3.1196 | 3.85 | 1.7604 | 1.6328 | 2.7704 | 1.6564 | 2.2144 | 3.3784 | 3.4156 | 2.9676 | 2.3124 | 2.2672 | 3.8196 | 1.9316 | 3.0472 | 1.6016 | 2.0648 | 1.5532 | 2.6636 | 2.0876 | 1.7744 | 2.6172 | 3.802 | 3.244 | 4.3416 | 2.016 | 1.8916 | 2.5344 | 2.2264 | 2.3732 | 4.6476 | 2.5376 | 3.0736
937 | 1.5194 | 3.8976 | 1.8711 | 2.4571 | 1.8221 | 2.9605 | 2.4019 | 2.7294 | 2.3812 | 5.6719 | 2.7728 | 3.7919 | 3.1897 | 8.2699 | 4.0846 | 5.3277 | 2.7268 | 2.5115 | 4.2646 | 2.5894 | 3.634 | 5.3301 | 5.5508 | 4.8307 | 3.6615 | 3.657 | 6.2365 | 3.0931 | 4.9838 | 2.4218 | 3.0802 | 2.4365 | 4.2834 | 3.2728 | 2.5803 | 4.1782 | 6.2038 | 5.2885 | 7.2695 | 3.1354 | 2.9768 | 4.2287 | 3.4312 | 3.5492 | 7.7106 | 4.0036 | 5.1523 | 2.4478 | 2.2573 | 3.889 | 2.2988 | 3.204 | 4.7911 | 4.8532 | 4.2499 | 3.2025 | 3.2204 | 5.4631 | 2.7387 | 4.3811 | 2.1816 | 2.7559 | 2.1647 | 3.7839 | 2.9089 | 2.3549 | 3.7148 | 5.4569 | 4.6524 | 6.3467 | 2.7891 | 2.6412 | 3.6751 | 3.0464 | 3.2056 | 6.7456 | 3.564 | 4.4812 | 2.1591 | 1.9952 | 3.4119 | 2.0265 | 2.7775 | 4.1859 | 4.2366 | 3.6947 | 2.824 | 2.8135 | 4.755 | 2.3928 | 3.8016 | 1.9399 | 2.4688 | 1.9026 | 3.3015 | 2.5617 | 2.116 | 3.2435 | 4.7393 | 4.0403 | 5.4694 | 2.462 | 2.3216 | 3.1756 | 2.7009 | 2.858 | 5.8347 | 3.126 | 3.8593 | 1.7646 | 1.6368 | 2.7772 | 1.6605 | 2.2195 | 3.3852 | 3.4239 | 2.9741 | 2.3181 | 2.2723 | 3.8289 | 1.9361 | 3.0546 | 1.6055 | 2.0699 | 1.557 | 2.67 | 2.0927 | 1.7788 | 2.623 | 3.8105 | 3.251 | 4.3513 | 2.0207 | 1.8962 | 2.5405 | 2.2311 | 2.3789 | 4.6587 | 2.5429 | 3.081
938 | 1.5226 | 3.903 | 1.8751 | 2.4624 | 1.8277 | 2.967 | 2.4073 | 2.7356 | 2.3878 | 5.6806 | 2.7795 | 3.8006 | 3.1978 | 8.2826 | 4.0942 | 5.3398 | 2.7332 | 2.5174 | 4.2749 | 2.5957 | 3.6421 | 5.3406 | 5.5639 | 4.841 | 3.6702 | 3.6652 | 6.2513 | 3.1003 | 4.996 | 2.4276 | 3.0877 | 2.4423 | 4.2937 | 3.2804 | 2.5865 | 4.1872 | 6.2175 | 5.2997 | 7.2845 | 3.1425 | 2.984 | 4.2387 | 3.4384 | 3.5576 | 7.7277 | 4.0117 | 5.1646 | 2.4535 | 2.2627 | 3.8983 | 2.3043 | 3.2111 | 4.8005 | 4.8648 | 4.259 | 3.2101 | 3.2275 | 5.4761 | 2.7451 | 4.3917 | 2.1869 | 2.7626 | 2.1699 | 3.7929 | 2.9157 | 2.3607 | 3.7229 | 5.469 | 4.6624 | 6.3601 | 2.7955 | 2.6476 | 3.6838 | 3.0529 | 3.2132 | 6.7609 | 3.5712 | 4.492 | 2.1642 | 1.9999 | 3.4201 | 2.0314 | 2.7838 | 4.1942 | 4.2468 | 3.7027 | 2.8308 | 2.8197 | 4.7664 | 2.3983 | 3.8108 | 1.9446 | 2.4749 | 1.9071 | 3.3094 | 2.5678 | 2.1212 | 3.2506 | 4.7498 | 4.049 | 5.4813 | 2.4676 | 2.3273 | 3.1832 | 2.7066 | 2.8648 | 5.8481 | 3.1324 | 3.8686 | 1.7688 | 1.6407 | 2.784 | 1.6645 | 2.2247 | 3.392 | 3.4322 | 2.9805 | 2.3237 | 2.2774 | 3.8381 | 1.9407 | 3.062 | 1.6095 | 2.075 | 1.5608 | 2.6765 | 2.0977 | 1.7832 | 2.6288 | 3.819 | 3.2581 | 4.361 | 2.0253 | 1.9009 | 2.5467 | 2.2359 | 2.3847 | 4.6698 | 2.5482 | 3.0885
939 | 1.5259 | 3.9084 | 1.8792 | 2.4677 | 1.8334 | 2.9735 | 2.4128 | 2.7418 | 2.3943 | 5.6893 | 2.7862 | 3.8093 | 3.2059 | 8.2953 | 4.1038 | 5.3519 | 2.7396 | 2.5233 | 4.2851 | 2.6019 | 3.6501 | 5.3511 | 5.5771 | 4.8513 | 3.6789 | 3.6733 | 6.2662 | 3.1074 | 5.0083 | 2.4334 | 3.0951 | 2.448 | 4.3039 | 3.288 | 2.5928 | 4.1962 | 6.2313 | 5.311 | 7.2996 | 3.1495 | 2.9912 | 4.2486 | 3.4456 | 3.566 | 7.7447 | 4.0197 | 5.1769 | 2.4593 | 2.268 | 3.9077 | 2.3099 | 3.2183 | 4.81 | 4.8764 | 4.2681 | 3.2178 | 3.2347 | 5.4892 | 2.7514 | 4.4024 | 2.1921 | 2.7694 | 2.175 | 3.802 | 2.9226 | 2.3664 | 3.7309 | 5.4811 | 4.6724 | 6.3736 | 2.8018 | 2.654 | 3.6925 | 3.0593 | 3.2208 | 6.7761 | 3.5785 | 4.5027 | 2.1693 | 2.0047 | 3.4284 | 2.0363 | 2.79 | 4.2026 | 4.2569 | 3.7106 | 2.8377 | 2.826 | 4.7778 | 2.4039 | 3.8201 | 1.9493 | 2.4809 | 1.9117 | 3.3173 | 2.5739 | 2.1263 | 3.2576 | 4.7604 | 4.0577 | 5.4931 | 2.4732 | 2.3329 | 3.1907 | 2.7124 | 2.8717 | 5.8616 | 3.1388 | 3.8779 | 1.773 | 1.6447 | 2.7908 | 1.6686 | 2.2298 | 3.3988 | 3.4405 | 2.987 | 2.3294 | 2.2824 | 3.8474 | 1.9452 | 3.0693 | 1.6134 | 2.0802 | 1.5646 | 2.6829 | 2.1028 | 1.7876 | 2.6347 | 3.8274 | 3.2651 | 4.3706 | 2.03 | 1.9055 | 2.5528 | 2.2406 | 2.3904 | 4.6809 | 2.5535 | 3.0959
940 | 1.5292 | 3.9139 | 1.8832 | 2.473 | 1.839 | 2.98 | 2.4182 | 2.748 | 2.4008 | 5.698 | 2.793 | 3.818 | 3.214 | 8.308 | 4.1134 | 5.364 | 2.746 | 2.5292 | 4.2953 | 2.6082 | 3.6582 | 5.3616 | 5.5903 | 4.8616 | 3.6876 | 3.6815 | 6.281 | 3.1146 | 5.0205 | 2.4392 | 3.1026 | 2.4537 | 4.3142 | 3.2957 | 2.599 | 4.2052 | 6.2451 | 5.3223 | 7.3146 | 3.1566 | 2.9984 | 4.2585 | 3.4528 | 3.5744 | 7.7617 | 4.0277 | 5.1892 | 2.465 | 2.2734 | 3.917 | 2.3154 | 3.2254 | 4.8195 | 4.888 | 4.2772 | 3.2254 | 3.2419 | 5.5023 | 2.7578 | 4.4131 | 2.1974 | 2.7761 | 2.1802 | 3.811 | 2.9294 | 2.3721 | 3.739 | 5.4932 | 4.6824 | 6.387 | 2.8081 | 2.6604 | 3.7012 | 3.0658 | 3.2284 | 6.7914 | 3.5857 | 4.5135 | 2.1744 | 2.0095 | 3.4366 | 2.0412 | 2.7963 | 4.2109 | 4.2671 | 3.7186 | 2.8445 | 2.8322 | 4.7892 | 2.4094 | 3.8293 | 1.954 | 2.487 | 1.9163 | 3.3252 | 2.5799 | 2.1315 | 3.2647 | 4.7709 | 4.0664 | 5.5049 | 2.4789 | 2.3385 | 3.1983 | 2.7181 | 2.8785 | 5.8751 | 3.1452 | 3.8872 | 1.7772 | 1.6487 | 2.7976 | 1.6726 | 2.2349 | 3.4056 | 3.4489 | 2.9934 | 2.3351 | 2.2875 | 3.8566 | 1.9498 | 3.0767 | 1.6173 | 2.0853 | 1.5684 | 2.6894 | 2.1078 | 1.792 | 2.6405 | 3.8359 | 3.2722 | 4.3803 | 2.0346 | 1.9102 | 2.5589 | 2.2454 | 2.3961 | 4.6919 | 2.5588 | 3.1034
941 | 1.5325 | 3.9193 | 1.8872 | 2.4783 | 1.8447 | 2.9865 | 2.4237 | 2.7542 | 2.4073 | 5.7067 | 2.7997 | 3.8267 | 3.2221 | 8.3207 | 4.123 | 5.3761 | 2.7524 | 2.535 | 4.3056 | 2.6144 | 3.6662 | 5.3721 | 5.6034 | 4.8719 | 3.6962 | 3.6897 | 6.2959 | 3.1217 | 5.0327 | 2.4449 | 3.11 | 2.4594 | 4.3244 | 3.3033 | 2.6053 | 4.2142 | 6.2589 | 5.3336 | 7.3297 | 3.1636 | 3.0055 | 4.2684 | 3.4601 | 3.5828 | 7.7788 | 4.0357 | 5.2016 | 2.4708 | 2.2787 | 3.9264 | 2.321 | 3.2326 | 4.8289 | 4.8995 | 4.2863 | 3.2331 | 3.2491 | 5.5154 | 2.7641 | 4.4237 | 2.2026 | 2.7828 | 2.1853 | 3.8201 | 2.9363 | 2.3778 | 3.747 | 5.5054 | 4.6923 | 6.4005 | 2.8144 | 2.6668 | 3.71 | 3.0722 | 3.236 | 6.8066 | 3.5929 | 4.5243 | 2.1795 | 2.0142 | 3.4449 | 2.0462 | 2.8026 | 4.2192 | 4.2773 | 3.7265 | 2.8513 | 2.8385 | 4.8006 | 2.415 | 3.8385 | 1.9586 | 2.493 | 1.9209 | 3.3332 | 2.586 | 2.1367 | 3.2718 | 4.7814 | 4.0751 | 5.5168 | 2.4845 | 2.3442 | 3.2059 | 2.7238 | 2.8853 | 5.8886 | 3.1516 | 3.8965 | 1.7814 | 1.6526 | 2.8045 | 1.6767 | 2.2401 | 3.4125 | 3.4572 | 2.9999 | 2.3408 | 2.2926 | 3.8659 | 1.9543 | 3.0841 | 1.6213 | 2.0904 | 1.5722 | 2.6958 | 2.1129 | 1.7964 | 2.6463 | 3.8444 | 3.2792 | 4.39 | 2.0393 | 1.9148 | 2.5651 | 2.2501 | 2.4018 | 4.703 | 2.5641 | 3.1108
942 | 1.5358 | 3.9247 | 1.8913 | 2.4836 | 1.8503 | 2.993 | 2.4292 | 2.7604 | 2.4138 | 5.7154 | 2.8065 | 3.8354 | 3.2302 | 8.3334 | 4.1326 | 5.3882 | 2.7588 | 2.5409 | 4.3158 | 2.6207 | 3.6742 | 5.3826 | 5.6166 | 4.8822 | 3.7049 | 3.6979 | 6.3107 | 3.1288 | 5.0449 | 2.4507 | 3.1175 | 2.4652 | 4.3346 | 3.3109 | 2.6116 | 4.2232 | 6.2726 | 5.3448 | 7.3447 | 3.1707 | 3.0127 | 4.2784 | 3.4673 | 3.5912 | 7.7958 | 4.0438 | 5.2139 | 2.4766 | 2.2841 | 3.9357 | 2.3266 | 3.2397 | 4.8384 | 4.9111 | 4.2954 | 3.2408 | 3.2562 | 5.5284 | 2.7704 | 4.4344 | 2.2078 | 2.7895 | 2.1904 | 3.8291 | 2.9432 | 2.3836 | 3.755 | 5.5175 | 4.7023 | 6.4139 | 2.8208 | 2.6732 | 3.7187 | 3.0787 | 3.2436 | 6.8219 | 3.6001 | 4.5351 | 2.1846 | 2.019 | 3.4532 | 2.0511 | 2.8089 | 4.2275 | 4.2875 | 3.7344 | 2.8581 | 2.8447 | 4.812 | 2.4205 | 3.8477 | 1.9633 | 2.4991 | 1.9254 | 3.3411 | 2.5921 | 2.1419 | 3.2789 | 4.7919 | 4.0838 | 5.5286 | 2.4901 | 2.3498 | 3.2135 | 2.7295 | 2.8921 | 5.902 | 3.158 | 3.9058 | 1.7856 | 1.6566 | 2.8113 | 1.6807 | 2.2452 | 3.4193 | 3.4655 | 3.0064 | 2.3464 | 2.2977 | 3.8752 | 1.9588 | 3.0915 | 1.6252 | 2.0955 | 1.576 | 2.7022 | 2.1179 | 1.8008 | 2.6521 | 3.8529 | 3.2863 | 4.3997 | 2.0439 | 1.9194 | 2.5712 | 2.2549 | 2.4076 | 4.7141 | 2.5694 | 3.1183
943 | 1.539 | 3.9301 | 1.8953 | 2.4889 | 1.8559 | 2.9995 | 2.4346 | 2.7666 | 2.4204 | 5.7241 | 2.8133 | 3.8441 | 3.2383 | 8.3461 | 4.1422 | 5.4003 | 2.7652 | 2.5468 | 4.326 | 2.6269 | 3.6823 | 5.3931 | 5.6298 | 4.8925 | 3.7136 | 3.706 | 6.3256 | 3.136 | 5.0571 | 2.4565 | 3.1249 | 2.4709 | 4.3449 | 3.3185 | 2.6178 | 4.2322 | 6.2864 | 5.3561 | 7.3598 | 3.1777 | 3.0199 | 4.2883 | 3.4745 | 3.5996 | 7.8128 | 4.0518 | 5.2262 | 2.4823 | 2.2894 | 3.9451 | 2.3321 | 3.2469 | 4.8479 | 4.9227 | 4.3045 | 3.2484 | 3.2634 | 5.5415 | 2.7768 | 4.4451 | 2.2131 | 2.7962 | 2.1956 | 3.8382 | 2.95 | 2.3893 | 3.7631 | 5.5296 | 4.7123 | 6.4274 | 2.8271 | 2.6796 | 3.7274 | 3.0851 | 3.2512 | 6.8371 | 3.6074 | 4.5458 | 2.1897 | 2.0238 | 3.4614 | 2.056 | 2.8151 | 4.2359 | 4.2976 | 3.7424 | 2.8649 | 2.851 | 4.8234 | 2.4261 | 3.8569 | 1.968 | 2.5051 | 1.93 | 3.349 | 2.5982 | 2.1471 | 3.286 | 4.8025 | 4.0925 | 5.5404 | 2.4957 | 2.3554 | 3.221 | 2.7353 | 2.899 | 5.9155 | 3.1644 | 3.9151 | 1.7898 | 1.6606 | 2.8181 | 1.6848 | 2.2503 | 3.4261 | 3.4738 | 3.0128 | 2.3521 | 2.3027 | 3.8844 | 1.9634 | 3.0988 | 1.6291 | 2.1007 | 1.5798 | 2.7087 | 2.123 | 1.8052 | 2.6579 | 3.8614 | 3.2933 | 4.4093 | 2.0486 | 1.9241 | 2.5773 | 2.2596 | 2.4133 | 4.7252 | 2.5747 | 3.1257
944 | 1.5423 | 3.9355 | 1.8993 | 2.4942 | 1.8616 | 3.006 | 2.4401 | 2.7728 | 2.4269 | 5.7328 | 2.82 | 3.8528 | 3.2464 | 8.3588 | 4.1518 | 5.4124 | 2.7716 | 2.5527 | 4.3363 | 2.6332 | 3.6903 | 5.4036 | 5.6429 | 4.9028 | 3.7223 | 3.7142 | 6.3404 | 3.1431 | 5.0693 | 2.4623 | 3.1324 | 2.4766 | 4.3551 | 3.3261 | 2.6241 | 4.2412 | 6.3002 | 5.3674 | 7.3748 | 3.1848 | 3.0271 | 4.2982 | 3.4817 | 3.608 | 7.8299 | 4.0598 | 5.2385 | 2.4881 | 2.2948 | 3.9544 | 2.3377 | 3.254 | 4.8573 | 4.9343 | 4.3136 | 3.2561 | 3.2706 | 5.5546 | 2.7831 | 4.4557 | 2.2183 | 2.8029 | 2.2007 | 3.8472 | 2.9569 | 2.395 | 3.7711 | 5.5417 | 4.7223 | 6.4408 | 2.8334 | 2.686 | 3.7361 | 3.0916 | 3.2588 | 6.8524 | 3.6146 | 4.5566 | 2.1948 | 2.0285 | 3.4697 | 2.0609 | 2.8214 | 4.2442 | 4.3078 | 3.7503 | 2.8717 | 2.8572 | 4.8348 | 2.4316 | 3.8661 | 1.9727 | 2.5112 | 1.9346 | 3.3569 | 2.6043 | 2.1523 | 3.2931 | 4.813 | 4.1012 | 5.5523 | 2.5013 | 2.3611 | 3.2286 | 2.741 | 2.9058 | 5.929 | 3.1708 | 3.9244 | 1.794 | 1.6645 | 2.8249 | 1.6888 | 2.2555 | 3.4329 | 3.4821 | 3.0193 | 2.3578 | 2.3078 | 3.8937 | 1.9679 | 3.1062 | 1.6331 | 2.1058 | 1.5836 | 2.7151 | 2.128 | 1.8096 | 2.6637 | 3.8699 | 3.3004 | 4.419 | 2.0532 | 1.9287 | 2.5835 | 2.2644 | 2.419 | 4.7363 | 2.58 | 3.1332
945 | 1.5456 | 3.9409 | 1.9034 | 2.4995 | 1.8672 | 3.0125 | 2.4455 | 2.779 | 2.4334 | 5.7415 | 2.8268 | 3.8615 | 3.2545 | 8.3715 | 4.1615 | 5.4245 | 2.7781 | 2.5586 | 4.3465 | 2.6394 | 3.6983 | 5.4141 | 5.6561 | 4.9131 | 3.731 | 3.7224 | 6.3553 | 3.1503 | 5.0816 | 2.4681 | 3.1398 | 2.4823 | 4.3653 | 3.3337 | 2.6304 | 4.2501 | 6.3139 | 5.3787 | 7.3899 | 3.1918 | 3.0343 | 4.3081 | 3.4889 | 3.6164 | 7.8469 | 4.0679 | 5.2508 | 2.4938 | 2.3001 | 3.9638 | 2.3432 | 3.2612 | 4.8668 | 4.9459 | 4.3227 | 3.2637 | 3.2778 | 5.5677 | 2.7895 | 4.4664 | 2.2236 | 2.8097 | 2.2059 | 3.8563 | 2.9638 | 2.4007 | 3.7791 | 5.5538 | 4.7323 | 6.4543 | 2.8398 | 2.6924 | 3.7448 | 3.098 | 3.2665 | 6.8676 | 3.6218 | 4.5674 | 2.2 | 2.0333 | 3.4779 | 2.0658 | 2.8277 | 4.2525 | 4.318 | 3.7583 | 2.8786 | 2.8635 | 4.8462 | 2.4372 | 3.8754 | 1.9774 | 2.5172 | 1.9391 | 3.3648 | 2.6104 | 2.1574 | 3.3001 | 4.8235 | 4.1098 | 5.5641 | 2.5069 | 2.3667 | 3.2362 | 2.7467 | 2.9126 | 5.9425 | 3.1773 | 3.9338 | 1.7983 | 1.6685 | 2.8317 | 1.6929 | 2.2606 | 3.4397 | 3.4904 | 3.0258 | 2.3635 | 2.3129 | 3.903 | 1.9724 | 3.1136 | 1.637 | 2.1109 | 1.5875 | 2.7216 | 2.1331 | 1.814 | 2.6696 | 3.8783 | 3.3074 | 4.4287 | 2.0579 | 1.9333 | 2.5896 | 2.2691 | 2.4248 | 4.7474 | 2.5853 | 3.1406
946 | 1.5489 | 3.9463 | 1.9074 | 2.5048 | 1.8729 | 3.019 | 2.451 | 2.7852 | 2.4399 | 5.7502 | 2.8335 | 3.8702 | 3.2626 | 8.3842 | 4.1711 | 5.4366 | 2.7845 | 2.5645 | 4.3567 | 2.6456 | 3.7064 | 5.4247 | 5.6693 | 4.9233 | 3.7397 | 3.7306 | 6.3702 | 3.1574 | 5.0938 | 2.4739 | 3.1472 | 2.4881 | 4.3756 | 3.3414 | 2.6366 | 4.2591 | 6.3277 | 5.3899 | 7.405 | 3.1989 | 3.0415 | 4.3181 | 3.4961 | 3.6248 | 7.8639 | 4.0759 | 5.2631 | 2.4996 | 2.3054 | 3.9731 | 2.3488 | 3.2684 | 4.8763 | 4.9575 | 4.3318 | 3.2714 | 3.2849 | 5.5807 | 2.7958 | 4.4771 | 2.2288 | 2.8164 | 2.211 | 3.8653 | 2.9706 | 2.4065 | 3.7872 | 5.5659 | 4.7423 | 6.4677 | 2.8461 | 2.6987 | 3.7535 | 3.1044 | 3.2741 | 6.8828 | 3.629 | 4.5782 | 2.2051 | 2.0381 | 3.4862 | 2.0707 | 2.834 | 4.2608 | 4.3282 | 3.7662 | 2.8854 | 2.8698 | 4.8577 | 2.4428 | 3.8846 | 1.9821 | 2.5233 | 1.9437 | 3.3727 | 2.6164 | 2.1626 | 3.3072 | 4.834 | 4.1185 | 5.5759 | 2.5126 | 2.3723 | 3.2438 | 2.7524 | 2.9194 | 5.9559 | 3.1837 | 3.9431 | 1.8025 | 1.6725 | 2.8385 | 1.6969 | 2.2657 | 3.4465 | 3.4988 | 3.0322 | 2.3691 | 2.318 | 3.9122 | 1.977 | 3.121 | 1.6409 | 2.116 | 1.5913 | 2.728 | 2.1381 | 1.8184 | 2.6754 | 3.8868 | 3.3144 | 4.4384 | 2.0626 | 1.938 | 2.5957 | 2.2738 | 2.4305 | 4.7584 | 2.5906 | 3.148
947 | 1.5522 | 3.9518 | 1.9114 | 2.5101 | 1.8785 | 3.0255 | 2.4564 | 2.7914 | 2.4464 | 5.7589 | 2.8403 | 3.8789 | 3.2707 | 8.3969 | 4.1807 | 5.4487 | 2.7909 | 2.5704 | 4.367 | 2.6519 | 3.7144 | 5.4352 | 5.6824 | 4.9336 | 3.7484 | 3.7388 | 6.385 | 3.1645 | 5.106 | 2.4797 | 3.1547 | 2.4938 | 4.3858 | 3.349 | 2.6429 | 4.2681 | 6.3415 | 5.4012 | 7.42 | 3.2059 | 3.0487 | 4.328 | 3.5033 | 3.6332 | 7.881 | 4.0839 | 5.2754 | 2.5054 | 2.3108 | 3.9825 | 2.3544 | 3.2755 | 4.8857 | 4.9691 | 4.3409 | 3.2791 | 3.2921 | 5.5938 | 2.8021 | 4.4877 | 2.234 | 2.8231 | 2.2161 | 3.8744 | 2.9775 | 2.4122 | 3.7952 | 5.578 | 4.7523 | 6.4812 | 2.8524 | 2.7051 | 3.7622 | 3.1109 | 3.2817 | 6.8981 | 3.6362 | 4.589 | 2.2102 | 2.0428 | 3.4945 | 2.0756 | 2.8403 | 4.2691 | 4.3384 | 3.7741 | 2.8922 | 2.876 | 4.8691 | 2.4483 | 3.8938 | 1.9868 | 2.5293 | 1.9483 | 3.3806 | 2.6225 | 2.1678 | 3.3143 | 4.8445 | 4.1272 | 5.5878 | 2.5182 | 2.378 | 3.2514 | 2.7581 | 2.9262 | 5.9694 | 3.1901 | 3.9524 | 1.8067 | 1.6764 | 2.8453 | 1.701 | 2.2709 | 3.4533 | 3.5071 | 3.0387 | 2.3748 | 2.3231 | 3.9215 | 1.9815 | 3.1284 | 1.6449 | 2.1211 | 1.5951 | 2.7344 | 2.1432 | 1.8228 | 2.6812 | 3.8953 | 3.3215 | 4.4481 | 2.0672 | 1.9426 | 2.6019 | 2.2786 | 2.4362 | 4.7695 | 2.5959 | 3.1555
948 | 1.5554 | 3.9572 | 1.9154 | 2.5154 | 1.8842 | 3.032 | 2.4619 | 2.7976 | 2.453 | 5.7676 | 2.847 | 3.8876 | 3.2788 | 8.4096 | 4.1903 | 5.4608 | 2.7973 | 2.5763 | 4.3772 | 2.6581 | 3.7225 | 5.4457 | 5.6956 | 4.9439 | 3.7571 | 3.7469 | 6.3999 | 3.1717 | 5.1182 | 2.4855 | 3.1621 | 2.4995 | 4.3961 | 3.3566 | 2.6491 | 4.2771 | 6.3553 | 5.4125 | 7.4351 | 3.213 | 3.0559 | 4.3379 | 3.5105 | 3.6416 | 7.898 | 4.0919 | 5.2877 | 2.5111 | 2.3161 | 3.9918 | 2.3599 | 3.2827 | 4.8952 | 4.9807 | 4.35 | 3.2867 | 3.2993 | 5.6069 | 2.8085 | 4.4984 | 2.2393 | 2.8298 | 2.2213 | 3.8834 | 2.9843 | 2.4179 | 3.8033 | 5.5901 | 4.7623 | 6.4946 | 2.8587 | 2.7115 | 3.7709 | 3.1173 | 3.2893 | 6.9133 | 3.6435 | 4.5997 | 2.2153 | 2.0476 | 3.5027 | 2.0805 | 2.8465 | 4.2775 | 4.3485 | 3.7821 | 2.899 | 2.8823 | 4.8805 | 2.4539 | 3.903 | 1.9915 | 2.5354 | 1.9529 | 3.3885 | 2.6286 | 2.173 | 3.3214 | 4.8551 | 4.1359 | 5.5996 | 2.5238 | 2.3836 | 3.2589 | 2.7639 | 2.9331 | 5.9829 | 3.1965 | 3.9617 | 1.8109 | 1.6804 | 2.8521 | 1.705 | 2.276 | 3.4601 | 3.5154 | 3.0451 | 2.3805 | 2.3281 | 3.9307 | 1.9861 | 3.1357 | 1.6488 | 2.1263 | 1.5989 | 2.7409 | 2.1482 | 1.8272 | 2.687 | 3.9038 | 3.3285 | 4.4577 | 2.0719 | 1.9473 | 2.608 | 2.2833 | 2.4419 | 4.7806 | 2.6012 | 3.1629
949 | 1.5587 | 3.9626 | 1.9195 | 2.5207 | 1.8898 | 3.0385 | 2.4673 | 2.8038 | 2.4595 | 5.7763 | 2.8538 | 3.8963 | 3.2869 | 8.4223 | 4.1999 | 5.4729 | 2.8037 | 2.5822 | 4.3874 | 2.6644 | 3.7305 | 5.4562 | 5.7088 | 4.9542 | 3.7658 | 3.7551 | 6.4147 | 3.1788 | 5.1304 | 2.4913 | 3.1696 | 2.5053 | 4.4063 | 3.3642 | 2.6554 | 4.2861 | 6.369 | 5.4237 | 7.4501 | 3.22 | 3.0631 | 4.3479 | 3.5177 | 3.65 | 7.915 | 4.1 | 5.3 | 2.5169 | 2.3215 | 4.0012 | 2.3655 | 3.2898 | 4.9047 | 4.9923 | 4.3591 | 3.2944 | 3.3064 | 5.6199 | 2.8148 | 4.5091 | 2.2445 | 2.8365 | 2.2264 | 3.8925 | 2.9912 | 2.4237 | 3.8113 | 5.6022 | 4.7723 | 6.5081 | 2.8651 | 2.7179 | 3.7796 | 3.1238 | 3.2969 | 6.9286 | 3.6507 | 4.6105 | 2.2204 | 2.0524 | 3.511 | 2.0854 | 2.8528 | 4.2858 | 4.3587 | 3.79 | 2.9058 | 2.8885 | 4.8919 | 2.4594 | 3.9122 | 1.9962 | 2.5414 | 1.9574 | 3.3964 | 2.6347 | 2.1782 | 3.3285 | 4.8656 | 4.1446 | 5.6114 | 2.5294 | 2.3892 | 3.2665 | 2.7696 | 2.9399 | 5.9963 | 3.2029 | 3.971 | 1.8151 | 1.6844 | 2.8589 | 1.7091 | 2.2811 | 3.4669 | 3.5237 | 3.0516 | 2.3861 | 2.3332 | 3.94 | 1.9906 | 3.1431 | 1.6527 | 2.1314 | 1.6027 | 2.7473 | 2.1533 | 1.8316 | 2.6928 | 3.9123 | 3.3356 | 4.4674 | 2.0765 | 1.9519 | 2.6141 | 2.2881 | 2.4477 | 4.7917 | 2.6065 | 3.1704
950 | 1.562 | 3.968 | 1.9235 | 2.526 | 1.8955 | 3.045 | 2.4728 | 2.81 | 2.466 | 5.785 | 2.8605 | 3.905 | 3.295 | 8.435 | 4.2095 | 5.485 | 2.8101 | 2.588 | 4.3977 | 2.6706 | 3.7385 | 5.4667 | 5.7219 | 4.9645 | 3.7744 | 3.7633 | 6.4296 | 3.1859 | 5.1426 | 2.497 | 3.177 | 2.511 | 4.4165 | 3.3718 | 2.6617 | 4.2951 | 6.3828 | 5.435 | 7.4652 | 3.2271 | 3.0702 | 4.3578 | 3.525 | 3.6584 | 7.9321 | 4.108 | 5.3124 | 2.5227 | 2.3268 | 4.0105 | 2.3711 | 3.297 | 4.9141 | 5.0038 | 4.3682 | 3.3021 | 3.3136 | 5.633 | 2.8211 | 4.5197 | 2.2497 | 2.8432 | 2.2315 | 3.9015 | 2.9981 | 2.4294 | 3.8193 | 5.6144 | 4.7822 | 6.5215 | 2.8714 | 2.7243 | 3.7884 | 3.1302 | 3.3045 | 6.9438 | 3.6579 | 4.6213 | 2.2255 | 2.0571 | 3.5193 | 2.0904 | 2.8591 | 4.2941 | 4.3689 | 3.7979 | 2.9126 | 2.8948 | 4.9033 | 2.465 | 3.9214 | 2.0008 | 2.5475 | 1.962 | 3.4044 | 2.6408 | 2.1834 | 3.3356 | 4.8761 | 4.1533 | 5.6233 | 2.535 | 2.3949 | 3.2741 | 2.7753 | 2.9467 | 6.0098 | 3.2093 | 3.9803 | 1.8193 | 1.6883 | 2.8658 | 1.7131 | 2.2863 | 3.4738 | 3.532 | 3.0581 | 2.3918 | 2.3383 | 3.9493 | 1.9951 | 3.1505 | 1.6567 | 2.1365 | 1.6065 | 2.7537 | 2.1583 | 1.836 | 2.6986 | 3.9208 | 3.3426 | 4.4771 | 2.0812 | 1.9565 | 2.6203 | 2.2928 | 2.4534 | 4.8028 | 2.6118 | 3.1778
951 | 1.5653 | 3.9734 | 1.9275 | 2.5313 | 1.9011 | 3.0515 | 2.4783 | 2.8162 | 2.4725 | 5.7937 | 2.8672 | 3.9137 | 3.3031 | 8.4477 | 4.2191 | 5.4971 | 2.8165 | 2.5939 | 4.4079 | 2.6769 | 3.7466 | 5.4772 | 5.7351 | 4.9748 | 3.7831 | 3.7715 | 6.4444 | 3.1931 | 5.1549 | 2.5028 | 3.1845 | 2.5167 | 4.4268 | 3.3794 | 2.6679 | 4.3041 | 6.3966 | 5.4463 | 7.4802 | 3.2341 | 3.0774 | 4.3677 | 3.5322 | 3.6668 | 7.9491 | 4.116 | 5.3247 | 2.5284 | 2.3322 | 4.0199 | 2.3766 | 3.3041 | 4.9236 | 5.0154 | 4.3773 | 3.3097 | 3.3208 | 5.6461 | 2.8275 | 4.5304 | 2.255 | 2.85 | 2.2367 | 3.9106 | 3.0049 | 2.4351 | 3.8274 | 5.6265 | 4.7922 | 6.535 | 2.8777 | 2.7307 | 3.7971 | 3.1367 | 3.3121 | 6.9591 | 3.6651 | 4.6321 | 2.2306 | 2.0619 | 3.5275 | 2.0953 | 2.8654 | 4.3024 | 4.3791 | 3.8059 | 2.9195 | 2.901 | 4.9147 | 2.4705 | 3.9307 | 2.0055 | 2.5535 | 1.9666 | 3.4123 | 2.6469 | 2.1885 | 3.3426 | 4.8866 | 4.162 | 5.6351 | 2.5406 | 2.4005 | 3.2817 | 2.781 | 2.9535 | 6.0233 | 3.2157 | 3.9896 | 1.8235 | 1.6923 | 2.8726 | 1.7172 | 2.2914 | 3.4806 | 3.5403 | 3.0645 | 2.3975 | 2.3434 | 3.9585 | 1.9997 | 3.1579 | 1.6606 | 2.1416 | 1.6103 | 2.7602 | 2.1634 | 1.8404 | 2.7045 | 3.9292 | 3.3497 | 4.4868 | 2.0858 | 1.9612 | 2.6264 | 2.2976 | 2.4591 | 4.8139 | 2.6171 | 3.1853
952 | 1.5686 | 3.9788 | 1.9316 | 2.5366 | 1.9067 | 3.058 | 2.4837 | 2.8224 | 2.479 | 5.8024 | 2.874 | 3.9224 | 3.3112 | 8.4604 | 4.2287 | 5.5092 | 2.8229 | 2.5998 | 4.4181 | 2.6831 | 3.7546 | 5.4877 | 5.7483 | 4.9851 | 3.7918 | 3.7796 | 6.4593 | 3.2002 | 5.1671 | 2.5086 | 3.1919 | 2.5224 | 4.437 | 3.3871 | 2.6742 | 4.3131 | 6.4104 | 5.4576 | 7.4953 | 3.2412 | 3.0846 | 4.3776 | 3.5394 | 3.6752 | 7.9661 | 4.124 | 5.337 | 2.5342 | 2.3375 | 4.0292 | 2.3822 | 3.3113 | 4.9331 | 5.027 | 4.3864 | 3.3174 | 3.328 | 5.6592 | 2.8338 | 4.5411 | 2.2602 | 2.8567 | 2.2418 | 3.9196 | 3.0118 | 2.4408 | 3.8354 | 5.6386 | 4.8022 | 6.5484 | 2.884 | 2.7371 | 3.8058 | 3.1431 | 3.3197 | 6.9743 | 3.6724 | 4.6428 | 2.2357 | 2.0667 | 3.5358 | 2.1002 | 2.8716 | 4.3108 | 4.3892 | 3.8138 | 2.9263 | 2.9073 | 4.9261 | 2.4761 | 3.9399 | 2.0102 | 2.5596 | 1.9712 | 3.4202 | 2.6529 | 2.1937 | 3.3497 | 4.8972 | 4.1707 | 5.6469 | 2.5463 | 2.4061 | 3.2892 | 2.7868 | 2.9604 | 6.0368 | 3.2221 | 3.9989 | 1.8277 | 1.6963 | 2.8794 | 1.7212 | 2.2965 | 3.4874 | 3.5487 | 3.071 | 2.4032 | 2.3484 | 3.9678 | 2.0042 | 3.1652 | 1.6645 | 2.1468 | 1.6141 | 2.7666 | 2.1684 | 1.8448 | 2.7103 | 3.9377 | 3.3567 | 4.4964 | 2.0905 | 1.9658 | 2.6325 | 2.3023 | 2.4648 | 4.8249 | 2.6224 | 3.1927
953 | 1.5718 | 3.9842 | 1.9356 | 2.5419 | 1.9124 | 3.0645 | 2.4892 | 2.8286 | 2.4856 | 5.8111 | 2.8807 | 3.9311 | 3.3193 | 8.4731 | 4.2383 | 5.5213 | 2.8293 | 2.6057 | 4.4284 | 2.6894 | 3.7627 | 5.4982 | 5.7614 | 4.9954 | 3.8005 | 3.7878 | 6.4741 | 3.2074 | 5.1793 | 2.5144 | 3.1994 | 2.5282 | 4.4473 | 3.3947 | 2.6804 | 4.3221 | 6.4241 | 5.4688 | 7.5103 | 3.2482 | 3.0918 | 4.3876 | 3.5466 | 3.6836 | 7.9832 | 4.1321 | 5.3493 | 2.5399 | 2.3429 | 4.0386 | 2.3877 | 3.3184 | 4.9425 | 5.0386 | 4.3955 | 3.325 | 3.3351 | 5.6722 | 2.8402 | 4.5517 | 2.2655 | 2.8634 | 2.247 | 3.9287 | 3.0186 | 2.4466 | 3.8435 | 5.6507 | 4.8122 | 6.5619 | 2.8904 | 2.7435 | 3.8145 | 3.1496 | 3.3273 | 6.9896 | 3.6796 | 4.6536 | 2.2408 | 2.0714 | 3.544 | 2.1051 | 2.8779 | 4.3191 | 4.3994 | 3.8218 | 2.9331 | 2.9135 | 4.9375 | 2.4816 | 3.9491 | 2.0149 | 2.5656 | 1.9757 | 3.4281 | 2.659 | 2.1989 | 3.3568 | 4.9077 | 4.1794 | 5.6588 | 2.5519 | 2.4118 | 3.2968 | 2.7925 | 2.9672 | 6.0502 | 3.2285 | 4.0082 | 1.8319 | 1.7002 | 2.8862 | 1.7253 | 2.3017 | 3.4942 | 3.557 | 3.0774 | 2.4088 | 2.3535 | 3.977 | 2.0088 | 3.1726 | 1.6685 | 2.1519 | 1.6179 | 2.7731 | 2.1735 | 1.8492 | 2.7161 | 3.9462 | 3.3638 | 4.5061 | 2.0951 | 1.9705 | 2.6387 | 2.3071 | 2.4706 | 4.836 | 2.6277 | 3.2002
954 | 1.5751 | 3.9896 | 1.9396 | 2.5472 | 1.918 | 3.071 | 2.4946 | 2.8348 | 2.4921 | 5.8198 | 2.8875 | 3.9398 | 3.3274 | 8.4858 | 4.2479 | 5.5334 | 2.8357 | 2.6116 | 4.4386 | 2.6956 | 3.7707 | 5.5087 | 5.7746 | 5.0057 | 3.8092 | 3.796 | 6.489 | 3.2145 | 5.1915 | 2.5202 | 3.2068 | 2.5339 | 4.4575 | 3.4023 | 2.6867 | 4.3311 | 6.4379 | 5.4801 | 7.5254 | 3.2553 | 3.099 | 4.3975 | 3.5538 | 3.692 | 8.0002 | 4.1401 | 5.3616 | 2.5457 | 2.3482 | 4.0479 | 2.3933 | 3.3256 | 4.952 | 5.0502 | 4.4046 | 3.3327 | 3.3423 | 5.6853 | 2.8465 | 4.5624 | 2.2707 | 2.8701 | 2.2521 | 3.9377 | 3.0255 | 2.4523 | 3.8515 | 5.6628 | 4.8222 | 6.5753 | 2.8967 | 2.7499 | 3.8232 | 3.156 | 3.3349 | 7.0048 | 3.6868 | 4.6644 | 2.2459 | 2.0762 | 3.5523 | 2.11 | 2.8842 | 4.3274 | 4.4096 | 3.8297 | 2.9399 | 2.9198 | 4.9489 | 2.4872 | 3.9583 | 2.0196 | 2.5717 | 1.9803 | 3.436 | 2.6651 | 2.2041 | 3.3639 | 4.9182 | 4.1881 | 5.6706 | 2.5575 | 2.4174 | 3.3044 | 2.7982 | 2.974 | 6.0637 | 3.2349 | 4.0175 | 1.8361 | 1.7042 | 2.893 | 1.7293 | 2.3068 | 3.501 | 3.5653 | 3.0839 | 2.4145 | 2.3586 | 3.9863 | 2.0133 | 3.18 | 1.6724 | 2.157 | 1.6217 | 2.7795 | 2.1785 | 1.8536 | 2.7219 | 3.9547 | 3.3708 | 4.5158 | 2.0998 | 1.9751 | 2.6448 | 2.3118 | 2.4763 | 4.8471 | 2.633 | 3.2076
955 | 1.5784 | 3.9951 | 1.9436 | 2.5525 | 1.9237 | 3.0775 | 2.5001 | 2.841 | 2.4986 | 5.8285 | 2.8942 | 3.9485 | 3.3355 | 8.4985 | 4.2576 | 5.5455 | 2.8421 | 2.6175 | 4.4488 | 2.7018 | 3.7787 | 5.5192 | 5.7878 | 5.016 | 3.8179 | 3.8042 | 6.5039 | 3.2216 | 5.2037 | 2.526 | 3.2142 | 2.5396 | 4.4677 | 3.4099 | 2.693 | 4.3401 | 6.4517 | 5.4914 | 7.5405 | 3.2623 | 3.1062 | 4.4074 | 3.561 | 3.7004 | 8.0172 | 4.1481 | 5.3739 | 2.5515 | 2.3535 | 4.0573 | 2.3989 | 3.3328 | 4.9615 | 5.0618 | 4.4137 | 3.3404 | 3.3495 | 5.6984 | 2.8528 | 4.5731 | 2.2759 | 2.8768 | 2.2572 | 3.9468 | 3.0324 | 2.458 | 3.8595 | 5.6749 | 4.8322 | 6.5888 | 2.903 | 2.7563 | 3.8319 | 3.1624 | 3.3425 | 7.02 | 3.694 | 4.6752 | 2.251 | 2.081 | 3.5606 | 2.1149 | 2.8905 | 4.3357 | 4.4198 | 3.8376 | 2.9467 | 2.9261 | 4.9603 | 2.4928 | 3.9675 | 2.0243 | 2.5777 | 1.9849 | 3.4439 | 2.6712 | 2.2093 | 3.371 | 4.9287 | 4.1968 | 5.6824 | 2.5631 | 2.423 | 3.312 | 2.8039 | 2.9808 | 6.0772 | 3.2413 | 4.0268 | 1.8403 | 1.7082 | 2.8998 | 1.7334 | 2.3119 | 3.5078 | 3.5736 | 3.0904 | 2.4202 | 2.3637 | 3.9956 | 2.0178 | 3.1874 | 1.6763 | 2.1621 | 1.6255 | 2.7859 | 2.1836 | 1.858 | 2.7277 | 3.9632 | 3.3778 | 4.5255 | 2.1045 | 1.9797 | 2.6509 | 2.3165 | 2.482 | 4.8582 | 2.6383 | 3.215
956 | 1.5817 | 4.0005 | 1.9477 | 2.5578 | 1.9293 | 3.084 | 2.5055 | 2.8472 | 2.5051 | 5.8372 | 2.901 | 3.9572 | 3.3436 | 8.5112 | 4.2672 | 5.5576 | 2.8485 | 2.6234 | 4.4591 | 2.7081 | 3.7868 | 5.5297 | 5.8009 | 5.0263 | 3.8266 | 3.8124 | 6.5187 | 3.2288 | 5.2159 | 2.5318 | 3.2217 | 2.5454 | 4.478 | 3.4175 | 2.6992 | 4.3491 | 6.4654 | 5.5026 | 7.5555 | 3.2694 | 3.1134 | 4.4174 | 3.5682 | 3.7088 | 8.0343 | 4.1562 | 5.3862 | 2.5572 | 2.3589 | 4.0666 | 2.4044 | 3.3399 | 4.9709 | 5.0734 | 4.4228 | 3.348 | 3.3566 | 5.7114 | 2.8592 | 4.5837 | 2.2812 | 2.8835 | 2.2624 | 3.9558 | 3.0392 | 2.4638 | 3.8676 | 5.687 | 4.8422 | 6.6022 | 2.9094 | 2.7627 | 3.8406 | 3.1689 | 3.3501 | 7.0353 | 3.7012 | 4.686 | 2.2561 | 2.0857 | 3.5688 | 2.1198 | 2.8968 | 4.344 | 4.43 | 3.8456 | 2.9535 | 2.9323 | 4.9717 | 2.4983 | 3.9767 | 2.029 | 2.5838 | 1.9894 | 3.4518 | 2.6773 | 2.2145 | 3.3781 | 4.9392 | 4.2055 | 5.6943 | 2.5687 | 2.4287 | 3.3196 | 2.8096 | 2.9876 | 6.0906 | 3.2477 | 4.0361 | 1.8445 | 1.7121 | 2.9066 | 1.7374 | 2.3171 | 3.5146 | 3.5819 | 3.0968 | 2.4258 | 2.3688 | 4.0048 | 2.0224 | 3.1948 | 1.6803 | 2.1672 | 1.6293 | 2.7924 | 2.1886 | 1.8624 | 2.7335 | 3.9717 | 3.3849 | 4.5352 | 2.1091 | 1.9844 | 2.6571 | 2.3213 | 2.4878 | 4.8693 | 2.6436 | 3.2225
957 | 1.585 | 4.0059 | 1.9517 | 2.5631 | 1.935 | 3.0905 | 2.511 | 2.8534 | 2.5116 | 5.8459 | 2.9078 | 3.9659 | 3.3517 | 8.5239 | 4.2768 | 5.5697 | 2.8549 | 2.6293 | 4.4693 | 2.7143 | 3.7948 | 5.5402 | 5.8141 | 5.0366 | 3.8353 | 3.8205 | 6.5336 | 3.2359 | 5.2282 | 2.5376 | 3.2291 | 2.5511 | 4.4882 | 3.4251 | 2.7055 | 4.3581 | 6.4792 | 5.5139 | 7.5706 | 3.2764 | 3.1206 | 4.4273 | 3.5754 | 3.7172 | 8.0513 | 4.1642 | 5.3985 | 2.563 | 2.3642 | 4.076 | 2.41 | 3.3471 | 4.9804 | 5.085 | 4.4319 | 3.3557 | 3.3638 | 5.7245 | 2.8655 | 4.5944 | 2.2864 | 2.8903 | 2.2675 | 3.9649 | 3.0461 | 2.4695 | 3.8756 | 5.6991 | 4.8522 | 6.6157 | 2.9157 | 2.7691 | 3.8493 | 3.1753 | 3.3577 | 7.0505 | 3.7085 | 4.6967 | 2.2612 | 2.0905 | 3.5771 | 2.1247 | 2.903 | 4.3524 | 4.4401 | 3.8535 | 2.9604 | 2.9386 | 4.9831 | 2.5039 | 3.986 | 2.0337 | 2.5898 | 1.994 | 3.4597 | 2.6834 | 2.2196 | 3.3851 | 4.9498 | 4.2142 | 5.7061 | 2.5743 | 2.4343 | 3.3271 | 2.8154 | 2.9945 | 6.1041 | 3.2541 | 4.0454 | 1.8487 | 1.7161 | 2.9134 | 1.7415 | 2.3222 | 3.5214 | 3.5902 | 3.1033 | 2.4315 | 2.3738 | 4.0141 | 2.0269 | 3.2021 | 1.6842 | 2.1724 | 1.6331 | 2.7988 | 2.1937 | 1.8668 | 2.7394 | 3.9801 | 3.3919 | 4.5448 | 2.1138 | 1.989 | 2.6632 | 2.326 | 2.4935 | 4.8804 | 2.6489 | 3.2299
958 | 1.5882 | 4.0113 | 1.9557 | 2.5684 | 1.9406 | 3.097 | 2.5164 | 2.8596 | 2.5182 | 5.8546 | 2.9145 | 3.9746 | 3.3598 | 8.5366 | 4.2864 | 5.5818 | 2.8613 | 2.6352 | 4.4795 | 2.7206 | 3.8029 | 5.5507 | 5.8273 | 5.0469 | 3.844 | 3.8287 | 6.5484 | 3.2431 | 5.2404 | 2.5434 | 3.2366 | 2.5568 | 4.4985 | 3.4328 | 2.7117 | 4.3671 | 6.493 | 5.5252 | 7.5856 | 3.2835 | 3.1278 | 4.4372 | 3.5826 | 3.7256 | 8.0683 | 4.1722 | 5.4108 | 2.5687 | 2.3696 | 4.0853 | 2.4155 | 3.3542 | 4.9899 | 5.0966 | 4.441 | 3.3633 | 3.371 | 5.7376 | 2.8719 | 4.6051 | 2.2917 | 2.897 | 2.2727 | 3.9739 | 3.0529 | 2.4752 | 3.8837 | 5.7112 | 4.8622 | 6.6291 | 2.922 | 2.7755 | 3.858 | 3.1818 | 3.3653 | 7.0658 | 3.7157 | 4.7075 | 2.2663 | 2.0953 | 3.5853 | 2.1296 | 2.9093 | 4.3607 | 4.4503 | 3.8615 | 2.9672 | 2.9448 | 4.9945 | 2.5094 | 3.9952 | 2.0384 | 2.5959 | 1.9986 | 3.4676 | 2.6894 | 2.2248 | 3.3922 | 4.9603 | 4.2229 | 5.7179 | 2.58 | 2.4399 | 3.3347 | 2.8211 | 3.0013 | 6.1176 | 3.2605 | 4.0547 | 1.8529 | 1.7201 | 2.9202 | 1.7455 | 2.3273 | 3.5282 | 3.5986 | 3.1097 | 2.4372 | 2.3789 | 4.0233 | 2.0315 | 3.2095 | 1.6881 | 2.1775 | 1.6369 | 2.8053 | 2.1987 | 1.8712 | 2.7452 | 3.9886 | 3.399 | 4.5545 | 2.1184 | 1.9937 | 2.6693 | 2.3308 | 2.4992 | 4.8914 | 2.6542 | 3.2374
959 | 1.5915 | 4.0167 | 1.9598 | 2.5737 | 1.9462 | 3.1035 | 2.5219 | 2.8658 | 2.5247 | 5.8633 | 2.9213 | 3.9833 | 3.3679 | 8.5493 | 4.296 | 5.5939 | 2.8677 | 2.641 | 4.4898 | 2.7268 | 3.8109 | 5.5612 | 5.8404 | 5.0572 | 3.8526 | 3.8369 | 6.5633 | 3.2502 | 5.2526 | 2.5491 | 3.244 | 2.5625 | 4.5087 | 3.4404 | 2.718 | 4.3761 | 6.5068 | 5.5365 | 7.6007 | 3.2905 | 3.1349 | 4.4471 | 3.5899 | 3.734 | 8.0854 | 4.1802 | 5.4232 | 2.5745 | 2.3749 | 4.0947 | 2.4211 | 3.3614 | 4.9993 | 5.1081 | 4.4501 | 3.371 | 3.3782 | 5.7507 | 2.8782 | 4.6157 | 2.2969 | 2.9037 | 2.2778 | 3.983 | 3.0598 | 2.4809 | 3.8917 | 5.7234 | 4.8721 | 6.6426 | 2.9283 | 2.7819 | 3.8668 | 3.1882 | 3.3729 | 7.081 | 3.7229 | 4.7183 | 2.2714 | 2.1 | 3.5936 | 2.1346 | 2.9156 | 4.369 | 4.4605 | 3.8694 | 2.974 | 2.9511 | 5.0059 | 2.515 | 4.0044 | 2.043 | 2.6019 | 2.0032 | 3.4756 | 2.6955 | 2.23 | 3.3993 | 4.9708 | 4.2316 | 5.7298 | 2.5856 | 2.4456 | 3.3423 | 2.8268 | 3.0081 | 6.1311 | 3.2669 | 4.064 | 1.8571 | 1.724 | 2.9271 | 1.7496 | 2.3325 | 3.5351 | 3.6069 | 3.1162 | 2.4429 | 2.384 | 4.0326 | 2.036 | 3.2169 | 1.6921 | 2.1826 | 1.6407 | 2.8117 | 2.2038 | 1.8756 | 2.751 | 3.9971 | 3.406 | 4.5642 | 2.1231 | 1.9983 | 2.6755 | 2.3355 | 2.5049 | 4.9025 | 2.6595 | 3.2448
960 | 1.5948 | 4.0221 | 1.9638 | 2.579 | 1.9519 | 3.11 | 2.5274 | 2.872 | 2.5312 | 5.872 | 2.928 | 3.992 | 3.376 | 8.562 | 4.3056 | 5.606 | 2.8741 | 2.6469 | 4.5 | 2.7331 | 3.8189 | 5.5717 | 5.8536 | 5.0675 | 3.8613 | 3.8451 | 6.5781 | 3.2573 | 5.2648 | 2.5549 | 3.2515 | 2.5683 | 4.5189 | 3.448 | 2.7243 | 4.3851 | 6.5205 | 5.5477 | 7.6157 | 3.2976 | 3.1421 | 4.4571 | 3.5971 | 3.7424 | 8.1024 | 4.1883 | 5.4355 | 2.5803 | 2.3803 | 4.104 | 2.4267 | 3.3685 | 5.0088 | 5.1197 | 4.4592 | 3.3787 | 3.3853 | 5.7637 | 2.8845 | 4.6264 | 2.3021 | 2.9104 | 2.2829 | 3.992 | 3.0667 | 2.4867 | 3.8997 | 5.7355 | 4.8821 | 6.656 | 2.9347 | 2.7883 | 3.8755 | 3.1947 | 3.3805 | 7.0963 | 3.7301 | 4.7291 | 2.2765 | 2.1048 | 3.6019 | 2.1395 | 2.9219 | 4.3773 | 4.4707 | 3.8773 | 2.9808 | 2.9573 | 5.0173 | 2.5205 | 4.0136 | 2.0477 | 2.608 | 2.0077 | 3.4835 | 2.7016 | 2.2352 | 3.4064 | 4.9813 | 4.2403 | 5.7416 | 2.5912 | 2.4512 | 3.3499 | 2.8325 | 3.0149 | 6.1445 | 3.2733 | 4.0733 | 1.8613 | 1.728 | 2.9339 | 1.7536 | 2.3376 | 3.5419 | 3.6152 | 3.1227 | 2.4485 | 2.3891 | 4.0419 | 2.0405 | 3.2243 | 1.696 | 2.1877 | 1.6445 | 2.8181 | 2.2088 | 1.88 | 2.7568 | 4.0056 | 3.4131 | 4.5739 | 2.1277 | 2.0029 | 2.6816 | 2.3403 | 2.5107 | 4.9136 | 2.6648 | 3.2523
961 | 1.5981 | 4.0275 | 1.9678 | 2.5843 | 1.9575 | 3.1165 | 2.5328 | 2.8782 | 2.5377 | 5.8807 | 2.9348 | 4.0007 | 3.3841 | 8.5747 | 4.3152 | 5.6181 | 2.8805 | 2.6528 | 4.5102 | 2.7393 | 3.827 | 5.5822 | 5.8668 | 5.0778 | 3.87 | 3.8532 | 6.593 | 3.2645 | 5.277 | 2.5607 | 3.2589 | 2.574 | 4.5292 | 3.4556 | 2.7305 | 4.3941 | 6.5343 | 5.559 | 7.6308 | 3.3046 | 3.1493 | 4.467 | 3.6043 | 3.7508 | 8.1194 | 4.1963 | 5.4478 | 2.586 | 2.3856 | 4.1134 | 2.4322 | 3.3757 | 5.0183 | 5.1313 | 4.4683 | 3.3863 | 3.3925 | 5.7768 | 2.8909 | 4.6371 | 2.3074 | 2.9171 | 2.2881 | 4.0011 | 3.0735 | 2.4924 | 3.9078 | 5.7476 | 4.8921 | 6.6695 | 2.941 | 2.7947 | 3.8842 | 3.2011 | 3.3881 | 7.1115 | 3.7374 | 4.7398 | 2.2816 | 2.1096 | 3.6101 | 2.1444 | 2.9281 | 4.3857 | 4.4808 | 3.8853 | 2.9876 | 2.9636 | 5.0287 | 2.5261 | 4.0228 | 2.0524 | 2.614 | 2.0123 | 3.4914 | 2.7077 | 2.2404 | 3.4135 | 4.9919 | 4.249 | 5.7534 | 2.5968 | 2.4568 | 3.3574 | 2.8383 | 3.0218 | 6.158 | 3.2797 | 4.0826 | 1.8655 | 1.732 | 2.9407 | 1.7577 | 2.3427 | 3.5487 | 3.6235 | 3.1291 | 2.4542 | 2.3941 | 4.0511 | 2.0451 | 3.2316 | 1.6999 | 2.1929 | 1.6483 | 2.8246 | 2.2139 | 1.8844 | 2.7626 | 4.0141 | 3.4201 | 4.5835 | 2.1324 | 2.0076 | 2.6877 | 2.345 | 2.5164 | 4.9247 | 2.6701 | 3.2597
962 | 1.6014 | 4.033 | 1.9719 | 2.5896 | 1.9632 | 3.123 | 2.5383 | 2.8844 | 2.5442 | 5.8894 | 2.9415 | 4.0094 | 3.3922 | 8.5874 | 4.3248 | 5.6302 | 2.8869 | 2.6587 | 4.5205 | 2.7456 | 3.835 | 5.5927 | 5.8799 | 5.0881 | 3.8787 | 3.8614 | 6.6078 | 3.2716 | 5.2892 | 2.5665 | 3.2664 | 2.5797 | 4.5394 | 3.4632 | 2.7368 | 4.4031 | 6.5481 | 5.5703 | 7.6458 | 3.3117 | 3.1565 | 4.4769 | 3.6115 | 3.7592 | 8.1365 | 4.2043 | 5.4601 | 2.5918 | 2.391 | 4.1227 | 2.4378 | 3.3828 | 5.0277 | 5.1429 | 4.4774 | 3.394 | 3.3997 | 5.7899 | 2.8972 | 4.6477 | 2.3126 | 2.9238 | 2.2932 | 4.0101 | 3.0804 | 2.4981 | 3.9158 | 5.7597 | 4.9021 | 6.6829 | 2.9473 | 2.8011 | 3.8929 | 3.2076 | 3.3957 | 7.1268 | 3.7446 | 4.7506 | 2.2867 | 2.1143 | 3.6184 | 2.1493 | 2.9344 | 4.394 | 4.491 | 3.8932 | 2.9944 | 2.9698 | 5.0401 | 2.5316 | 4.032 | 2.0571 | 2.6201 | 2.0169 | 3.4993 | 2.7138 | 2.2456 | 3.4206 | 5.0024 | 4.2577 | 5.7653 | 2.6024 | 2.4625 | 3.365 | 2.844 | 3.0286 | 6.1715 | 3.2861 | 4.0919 | 1.8697 | 1.7359 | 2.9475 | 1.7617 | 2.3479 | 3.5555 | 3.6318 | 3.1356 | 2.4599 | 2.3992 | 4.0604 | 2.0496 | 3.239 | 1.7039 | 2.198 | 1.6521 | 2.831 | 2.2189 | 1.8888 | 2.7684 | 4.0226 | 3.4272 | 4.5932 | 2.137 | 2.0122 | 2.6939 | 2.3498 | 2.5221 | 4.9358 | 2.6754 | 3.2672
963 | 1.6046 | 4.0384 | 1.9759 | 2.5949 | 1.9688 | 3.1295 | 2.5437 | 2.8906 | 2.5508 | 5.8981 | 2.9482 | 4.0181 | 3.4003 | 8.6001 | 4.3344 | 5.6423 | 2.8934 | 2.6646 | 4.5307 | 2.7518 | 3.843 | 5.6032 | 5.8931 | 5.0984 | 3.8874 | 3.8696 | 6.6227 | 3.2788 | 5.3015 | 2.5723 | 3.2738 | 2.5854 | 4.5496 | 3.4708 | 2.7431 | 4.412 | 6.5618 | 5.5816 | 7.6609 | 3.3187 | 3.1637 | 4.4868 | 3.6187 | 3.7676 | 8.1535 | 4.2124 | 5.4724 | 2.5975 | 2.3963 | 4.1321 | 2.4433 | 3.39 | 5.0372 | 5.1545 | 4.4865 | 3.4016 | 3.4069 | 5.8029 | 2.9036 | 4.6584 | 2.3179 | 2.9306 | 2.2984 | 4.0192 | 3.0873 | 2.5039 | 3.9238 | 5.7718 | 4.9121 | 6.6964 | 2.9537 | 2.8075 | 3.9016 | 3.214 | 3.4034 | 7.142 | 3.7518 | 4.7614 | 2.2919 | 2.1191 | 3.6266 | 2.1542 | 2.9407 | 4.4023 | 4.5012 | 3.9012 | 3.0013 | 2.9761 | 5.0515 | 2.5372 | 4.0413 | 2.0618 | 2.6261 | 2.0214 | 3.5072 | 2.7199 | 2.2507 | 3.4276 | 5.0129 | 4.2663 | 5.7771 | 2.608 | 2.4681 | 3.3726 | 2.8497 | 3.0354 | 6.185 | 3.2926 | 4.1013 | 1.874 | 1.7399 | 2.9543 | 1.7658 | 2.353 | 3.5623 | 3.6401 | 3.1421 | 2.4656 | 2.4043 | 4.0697 | 2.0541 | 3.2464 | 1.7078 | 2.2031 | 1.656 | 2.8375 | 2.224 | 1.8932 | 2.7743 | 4.031 | 3.4342 | 4.6029 | 2.1417 | 2.0168 | 2.7 | 2.3545 | 2.5279 | 4.9469 | 2.6807 | 3.2746
964 | 1.6079 | 4.0438 | 1.9799 | 2.6002 | 1.9745 | 3.136 | 2.5492 | 2.8968 | 2.5573 | 5.9068 | 2.955 | 4.0268 | 3.4084 | 8.6128 | 4.344 | 5.6544 | 2.8998 | 2.6705 | 4.5409 | 2.758 | 3.8511 | 5.6138 | 5.9063 | 5.1086 | 3.8961 | 3.8778 | 6.6376 | 3.2859 | 5.3137 | 2.5781 | 3.2812 | 2.5912 | 4.5599 | 3.4785 | 2.7493 | 4.421 | 6.5756 | 5.5928 | 7.676 | 3.3258 | 3.1709 | 4.4968 | 3.6259 | 3.776 | 8.1705 | 4.2204 | 5.4847 | 2.6033 | 2.4016 | 4.1414 | 2.4489 | 3.3972 | 5.0467 | 5.1661 | 4.4956 | 3.4093 | 3.414 | 5.816 | 2.9099 | 4.6691 | 2.3231 | 2.9373 | 2.3035 | 4.0282 | 3.0941 | 2.5096 | 3.9319 | 5.7839 | 4.9221 | 6.7098 | 2.96 | 2.8138 | 3.9103 | 3.2204 | 3.411 | 7.1572 | 3.759 | 4.7722 | 2.297 | 2.1239 | 3.6349 | 2.1591 | 2.947 | 4.4106 | 4.5114 | 3.9091 | 3.0081 | 2.9824 | 5.063 | 2.5428 | 4.0505 | 2.0665 | 2.6322 | 2.026 | 3.5151 | 2.7259 | 2.2559 | 3.4347 | 5.0234 | 4.275 | 5.7889 | 2.6137 | 2.4737 | 3.3802 | 2.8554 | 3.0422 | 6.1984 | 3.299 | 4.1106 | 1.8782 | 1.7439 | 2.9611 | 1.7698 | 2.3581 | 3.5691 | 3.6485 | 3.1485 | 2.4712 | 2.4094 | 4.0789 | 2.0587 | 3.2538 | 1.7117 | 2.2082 | 1.6598 | 2.8439 | 2.229 | 1.8976 | 2.7801 | 4.0395 | 3.4412 | 4.6126 | 2.1464 | 2.0215 | 2.7061 | 2.3592 | 2.5336 | 4.9579 | 2.686 | 3.282
965 | 1.6112 | 4.0492 | 1.984 | 2.6055 | 1.9801 | 3.1425 | 2.5546 | 2.903 | 2.5638 | 5.9155 | 2.9617 | 4.0355 | 3.4165 | 8.6255 | 4.3537 | 5.6665 | 2.9062 | 2.6764 | 4.5512 | 2.7643 | 3.8591 | 5.6243 | 5.9194 | 5.1189 | 3.9048 | 3.886 | 6.6524 | 3.293 | 5.3259 | 2.5839 | 3.2887 | 2.5969 | 4.5701 | 3.4861 | 2.7556 | 4.43 | 6.5894 | 5.6041 | 7.691 | 3.3328 | 3.1781 | 4.5067 | 3.6331 | 3.7844 | 8.1876 | 4.2284 | 5.497 | 2.6091 | 2.407 | 4.1508 | 2.4545 | 3.4043 | 5.0561 | 5.1777 | 4.5047 | 3.417 | 3.4212 | 5.8291 | 2.9162 | 4.6797 | 2.3283 | 2.944 | 2.3086 | 4.0373 | 3.101 | 2.5153 | 3.9399 | 5.796 | 4.9321 | 6.7233 | 2.9663 | 2.8202 | 3.919 | 3.2269 | 3.4186 | 7.1725 | 3.7662 | 4.783 | 2.3021 | 2.1286 | 3.6432 | 2.164 | 2.9533 | 4.4189 | 4.5216 | 3.917 | 3.0149 | 2.9886 | 5.0744 | 2.5483 | 4.0597 | 2.0712 | 2.6382 | 2.0306 | 3.523 | 2.732 | 2.2611 | 3.4418 | 5.0339 | 4.2837 | 5.8008 | 2.6193 | 2.4794 | 3.3878 | 2.8611 | 3.049 | 6.2119 | 3.3054 | 4.1199 | 1.8824 | 1.7478 | 2.9679 | 1.7739 | 2.3633 | 3.5759 | 3.6568 | 3.155 | 2.4769 | 2.4145 | 4.0882 | 2.0632 | 3.2612 | 1.7157 | 2.2133 | 1.6636 | 2.8503 | 2.2341 | 1.902 | 2.7859 | 4.048 | 3.4483 | 4.6223 | 2.151 | 2.0261 | 2.7123 | 2.364 | 2.5393 | 4.969 | 2.6913 | 3.2895
966 | 1.6145 | 4.0546 | 1.988 | 2.6108 | 1.9858 | 3.149 | 2.5601 | 2.9092 | 2.5703 | 5.9242 | 2.9685 | 4.0442 | 3.4246 | 8.6382 | 4.3633 | 5.6786 | 2.9126 | 2.6823 | 4.5614 | 2.7705 | 3.8672 | 5.6348 | 5.9326 | 5.1292 | 3.9135 | 3.8941 | 6.6673 | 3.3002 | 5.3381 | 2.5897 | 3.2961 | 2.6026 | 4.5804 | 3.4937 | 2.7618 | 4.439 | 6.6032 | 5.6154 | 7.7061 | 3.3399 | 3.1853 | 4.5166 | 3.6403 | 3.7928 | 8.2046 | 4.2364 | 5.5093 | 2.6148 | 2.4123 | 4.1601 | 2.46 | 3.4115 | 5.0656 | 5.1893 | 4.5138 | 3.4246 | 3.4284 | 5.8422 | 2.9226 | 4.6904 | 2.3336 | 2.9507 | 2.3138 | 4.0463 | 3.1078 | 2.521 | 3.948 | 5.8081 | 4.9421 | 6.7367 | 2.9726 | 2.8266 | 3.9277 | 3.2333 | 3.4262 | 7.1877 | 3.7735 | 4.7937 | 2.3072 | 2.1334 | 3.6514 | 2.1689 | 2.9595 | 4.4273 | 4.5317 | 3.925 | 3.0217 | 2.9949 | 5.0858 | 2.5539 | 4.0689 | 2.0759 | 2.6443 | 2.0352 | 3.5309 | 2.7381 | 2.2663 | 3.4489 | 5.0445 | 4.2924 | 5.8126 | 2.6249 | 2.485 | 3.3953 | 2.8669 | 3.0559 | 6.2254 | 3.3118 | 4.1292 | 1.8866 | 1.7518 | 2.9747 | 1.7779 | 2.3684 | 3.5827 | 3.6651 | 3.1614 | 2.4826 | 2.4195 | 4.0974 | 2.0678 | 3.2685 | 1.7196 | 2.2185 | 1.6674 | 2.8568 | 2.2391 | 1.9064 | 2.7917 | 4.0565 | 3.4553 | 4.6319 | 2.1557 | 2.0308 | 2.7184 | 2.3687 | 2.545 | 4.9801 | 2.6966 | 3.2969
967 | 1.6178 | 4.06 | 1.992 | 2.6161 | 1.9914 | 3.1555 | 2.5656 | 2.9154 | 2.5768 | 5.9329 | 2.9752 | 4.0529 | 3.4327 | 8.6509 | 4.3729 | 5.6907 | 2.919 | 2.6882 | 4.5716 | 2.7768 | 3.8752 | 5.6453 | 5.9458 | 5.1395 | 3.9222 | 3.9023 | 6.6821 | 3.3073 | 5.3503 | 2.5955 | 3.3036 | 2.6084 | 4.5906 | 3.5013 | 2.7681 | 4.448 | 6.6169 | 5.6266 | 7.7211 | 3.3469 | 3.1925 | 4.5266 | 3.6475 | 3.8012 | 8.2216 | 4.2445 | 5.5216 | 2.6206 | 2.4177 | 4.1695 | 2.4656 | 3.4186 | 5.0751 | 5.2009 | 4.5229 | 3.4323 | 3.4355 | 5.8552 | 2.9289 | 4.7011 | 2.3388 | 2.9574 | 2.3189 | 4.0554 | 3.1147 | 2.5268 | 3.956 | 5.8202 | 4.9521 | 6.7502 | 2.979 | 2.833 | 3.9364 | 3.2398 | 3.4338 | 7.203 | 3.7807 | 4.8045 | 2.3123 | 2.1382 | 3.6597 | 2.1738 | 2.9658 | 4.4356 | 4.5419 | 3.9329 | 3.0285 | 3.0011 | 5.0972 | 2.5594 | 4.0781 | 2.0806 | 2.6503 | 2.0397 | 3.5388 | 2.7442 | 2.2715 | 3.456 | 5.055 | 4.3011 | 5.8244 | 2.6305 | 2.4906 | 3.4029 | 2.8726 | 3.0627 | 6.2388 | 3.3182 | 4.1385 | 1.8908 | 1.7558 | 2.9815 | 1.782 | 2.3735 | 3.5895 | 3.6734 | 3.1679 | 2.4882 | 2.4246 | 4.1067 | 2.0723 | 3.2759 | 1.7235 | 2.2236 | 1.6712 | 2.8632 | 2.2442 | 1.9108 | 2.7975 | 4.065 | 3.4624 | 4.6416 | 2.1603 | 2.0354 | 2.7245 | 2.3735 | 2.5508 | 4.9912 | 2.7019 | 3.3044
968 | 1.621 | 4.0654 | 1.996 | 2.6214 | 1.997 | 3.162 | 2.571 | 2.9216 | 2.5834 | 5.9416 | 2.982 | 4.0616 | 3.4408 | 8.6636 | 4.3825 | 5.7028 | 2.9254 | 2.694 | 4.5819 | 2.783 | 3.8832 | 5.6558 | 5.9589 | 5.1498 | 3.9308 | 3.9105 | 6.697 | 3.3144 | 5.3625 | 2.6012 | 3.311 | 2.6141 | 4.6008 | 3.5089 | 2.7744 | 4.457 | 6.6307 | 5.6379 | 7.7362 | 3.354 | 3.1996 | 4.5365 | 3.6548 | 3.8096 | 8.2387 | 4.2525 | 5.534 | 2.6264 | 2.423 | 4.1788 | 2.4712 | 3.4258 | 5.0845 | 5.2124 | 4.532 | 3.44 | 3.4427 | 5.8683 | 2.9352 | 4.7117 | 2.344 | 2.9641 | 2.324 | 4.0644 | 3.1216 | 2.5325 | 3.964 | 5.8324 | 4.962 | 6.7636 | 2.9853 | 2.8394 | 3.9452 | 3.2462 | 3.4414 | 7.2182 | 3.7879 | 4.8153 | 2.3174 | 2.1429 | 3.668 | 2.1788 | 2.9721 | 4.4439 | 4.5521 | 3.9408 | 3.0353 | 3.0074 | 5.1086 | 2.565 | 4.0873 | 2.0852 | 2.6564 | 2.0443 | 3.5468 | 2.7503 | 2.2767 | 3.4631 | 5.0655 | 4.3098 | 5.8363 | 2.6361 | 2.4963 | 3.4105 | 2.8783 | 3.0695 | 6.2523 | 3.3246 | 4.1478 | 1.895 | 1.7597 | 2.9884 | 1.786 | 2.3787 | 3.5964 | 3.6817 | 3.1744 | 2.4939 | 2.4297 | 4.116 | 2.0768 | 3.2833 | 1.7275 | 2.2287 | 1.675 | 2.8696 | 2.2492 | 1.9152 | 2.8033 | 4.0735 | 3.4694 | 4.6513 | 2.165 | 2.04 | 2.7307 | 2.3782 | 2.5565 | 5.0023 | 2.7072 | 3.3118
969 | 1.6243 | 4.0708 | 2.0001 | 2.6267 | 2.0027 | 3.1685 | 2.5765 | 2.9278 | 2.5899 | 5.9503 | 2.9888 | 4.0703 | 3.4489 | 8.6763 | 4.3921 | 5.7149 | 2.9318 | 2.6999 | 4.5921 | 2.7893 | 3.8913 | 5.6663 | 5.9721 | 5.1601 | 3.9395 | 3.9187 | 6.7118 | 3.3216 | 5.3748 | 2.607 | 3.3185 | 2.6198 | 4.6111 | 3.5165 | 2.7806 | 4.466 | 6.6445 | 5.6492 | 7.7512 | 3.361 | 3.2068 | 4.5464 | 3.662 | 3.818 | 8.2557 | 4.2605 | 5.5463 | 2.6321 | 2.4284 | 4.1882 | 2.4767 | 3.4329 | 5.094 | 5.224 | 4.5411 | 3.4476 | 3.4499 | 5.8814 | 2.9416 | 4.7224 | 2.3493 | 2.9709 | 2.3292 | 4.0735 | 3.1284 | 2.5382 | 3.9721 | 5.8445 | 4.972 | 6.7771 | 2.9916 | 2.8458 | 3.9539 | 3.2527 | 3.449 | 7.2335 | 3.7951 | 4.8261 | 2.3225 | 2.1477 | 3.6762 | 2.1837 | 2.9784 | 4.4522 | 4.5623 | 3.9488 | 3.0422 | 3.0136 | 5.12 | 2.5705 | 4.0966 | 2.0899 | 2.6624 | 2.0489 | 3.5547 | 2.7564 | 2.2818 | 3.4701 | 5.076 | 4.3185 | 5.8481 | 2.6417 | 2.5019 | 3.4181 | 2.884 | 3.0763 | 6.2658 | 3.331 | 4.1571 | 1.8992 | 1.7637 | 2.9952 | 1.7901 | 2.3838 | 3.6032 | 3.69 | 3.1808 | 2.4996 | 2.4348 | 4.1252 | 2.0814 | 3.2907 | 1.7314 | 2.2338 | 1.6788 | 2.8761 | 2.2543 | 1.9196 | 2.8092 | 4.0819 | 3.4765 | 4.661 | 2.1696 | 2.0447 | 2.7368 | 2.383 | 2.5622 | 5.0134 | 2.7125 | 3.3193
970 | 1.6276 | 4.0763 | 2.0041 | 2.632 | 2.0083 | 3.175 | 2.5819 | 2.934 | 2.5964 | 5.959 | 2.9955 | 4.079 | 3.457 | 8.689 | 4.4017 | 5.727 | 2.9382 | 2.7058 | 4.6023 | 2.7955 | 3.8993 | 5.6768 | 5.9853 | 5.1704 | 3.9482 | 3.9268 | 6.7267 | 3.3287 | 5.387 | 2.6128 | 3.3259 | 2.6255 | 4.6213 | 3.5242 | 2.7869 | 4.475 | 6.6583 | 5.6605 | 7.7663 | 3.3681 | 3.214 | 4.5563 | 3.6692 | 3.8264 | 8.2727 | 4.2685 | 5.5586 | 2.6379 | 2.4337 | 4.1975 | 2.4823 | 3.4401 | 5.1035 | 5.2356 | 4.5502 | 3.4553 | 3.4571 | 5.8945 | 2.9479 | 4.7331 | 2.3545 | 2.9776 | 2.3343 | 4.0825 | 3.1353 | 2.5439 | 3.9801 | 5.8566 | 4.982 | 6.7905 | 2.9979 | 2.8522 | 3.9626 | 3.2591 | 3.4566 | 7.2487 | 3.8024 | 4.8368 | 2.3276 | 2.1525 | 3.6845 | 2.1886 | 2.9846 | 4.4606 | 4.5724 | 3.9567 | 3.049 | 3.0199 | 5.1314 | 2.5761 | 4.1058 | 2.0946 | 2.6685 | 2.0535 | 3.5626 | 2.7624 | 2.287 | 3.4772 | 5.0866 | 4.3272 | 5.8599 | 2.6474 | 2.5075 | 3.4256 | 2.8898 | 3.0832 | 6.2793 | 3.3374 | 4.1664 | 1.9034 | 1.7677 | 3.002 | 1.7941 | 2.3889 | 3.61 | 3.6984 | 3.1873 | 2.5053 | 2.4398 | 4.1345 | 2.0859 | 3.298 | 1.7353 | 2.239 | 1.6826 | 2.8825 | 2.2593 | 1.924 | 2.815 | 4.0904 | 3.4835 | 4.6706 | 2.1743 | 2.0493 | 2.7429 | 2.3877 | 2.5679 | 5.0244 | 2.7178 | 3.3267
971 | 1.6309 | 4.0817 | 2.0081 | 2.6373 | 2.014 | 3.1815 | 2.5874 | 2.9402 | 2.6029 | 5.9677 | 3.0023 | 4.0877 | 3.4651 | 8.7017 | 4.4113 | 5.7391 | 2.9446 | 2.7117 | 4.6126 | 2.8018 | 3.9074 | 5.6873 | 5.9984 | 5.1807 | 3.9569 | 3.935 | 6.7415 | 3.3359 | 5.3992 | 2.6186 | 3.3334 | 2.6313 | 4.6316 | 3.5318 | 2.7931 | 4.484 | 6.672 | 5.6717 | 7.7813 | 3.3751 | 3.2212 | 4.5663 | 3.6764 | 3.8348 | 8.2898 | 4.2766 | 5.5709 | 2.6436 | 2.4391 | 4.2069 | 2.4878 | 3.4472 | 5.1129 | 5.2472 | 4.5593 | 3.4629 | 3.4642 | 5.9075 | 2.9543 | 4.7437 | 2.3598 | 2.9843 | 2.3395 | 4.0916 | 3.1421 | 2.5497 | 3.9882 | 5.8687 | 4.992 | 6.804 | 3.0043 | 2.8586 | 3.9713 | 3.2656 | 3.4642 | 7.264 | 3.8096 | 4.8476 | 2.3327 | 2.1572 | 3.6927 | 2.1935 | 2.9909 | 4.4689 | 4.5826 | 3.9647 | 3.0558 | 3.0261 | 5.1428 | 2.5816 | 4.115 | 2.0993 | 2.6745 | 2.058 | 3.5705 | 2.7685 | 2.2922 | 3.4843 | 5.0971 | 4.3359 | 5.8718 | 2.653 | 2.5132 | 3.4332 | 2.8955 | 3.09 | 6.2927 | 3.3438 | 4.1757 | 1.9076 | 1.7716 | 3.0088 | 1.7982 | 2.3941 | 3.6168 | 3.7067 | 3.1937 | 2.5109 | 2.4449 | 4.1437 | 2.0905 | 3.3054 | 1.7393 | 2.2441 | 1.6864 | 2.889 | 2.2644 | 1.9284 | 2.8208 | 4.0989 | 3.4906 | 4.6803 | 2.1789 | 2.054 | 2.7491 | 2.3925 | 2.5737 | 5.0355 | 2.7231 | 3.3342
972 | 1.6342 | 4.0871 | 2.0122 | 2.6426 | 2.0196 | 3.188 | 2.5928 | 2.9464 | 2.6094 | 5.9764 | 3.009 | 4.0964 | 3.4732 | 8.7144 | 4.4209 | 5.7512 | 2.951 | 2.7176 | 4.6228 | 2.808 | 3.9154 | 5.6978 | 6.0116 | 5.191 | 3.9656 | 3.9432 | 6.7564 | 3.343 | 5.4114 | 2.6244 | 3.3408 | 2.637 | 4.6418 | 3.5394 | 2.7994 | 4.493 | 6.6858 | 5.683 | 7.7964 | 3.3822 | 3.2284 | 4.5762 | 3.6836 | 3.8432 | 8.3068 | 4.2846 | 5.5832 | 2.6494 | 2.4444 | 4.2162 | 2.4934 | 3.4544 | 5.1224 | 5.2588 | 4.5684 | 3.4706 | 3.4714 | 5.9206 | 2.9606 | 4.7544 | 2.365 | 2.991 | 2.3446 | 4.1006 | 3.149 | 2.5554 | 3.9962 | 5.8808 | 5.002 | 6.8174 | 3.0106 | 2.865 | 3.98 | 3.272 | 3.4718 | 7.2792 | 3.8168 | 4.8584 | 2.3378 | 2.162 | 3.701 | 2.1984 | 2.9972 | 4.4772 | 4.5928 | 3.9726 | 3.0626 | 3.0324 | 5.1542 | 2.5872 | 4.1242 | 2.104 | 2.6806 | 2.0626 | 3.5784 | 2.7746 | 2.2974 | 3.4914 | 5.1076 | 4.3446 | 5.8836 | 2.6586 | 2.5188 | 3.4408 | 2.9012 | 3.0968 | 6.3062 | 3.3502 | 4.185 | 1.9118 | 1.7756 | 3.0156 | 1.8022 | 2.3992 | 3.6236 | 3.715 | 3.2002 | 2.5166 | 2.45 | 4.153 | 2.095 | 3.3128 | 1.7432 | 2.2492 | 1.6902 | 2.8954 | 2.2694 | 1.9328 | 2.8266 | 4.1074 | 3.4976 | 4.69 | 2.1836 | 2.0586 | 2.7552 | 2.3972 | 2.5794 | 5.0466 | 2.7284 | 3.3416
973 | 1.6374 | 4.0925 | 2.0162 | 2.6479 | 2.0253 | 3.1945 | 2.5983 | 2.9526 | 2.616 | 5.9851 | 3.0158 | 4.1051 | 3.4813 | 8.7271 | 4.4305 | 5.7633 | 2.9574 | 2.7235 | 4.633 | 2.8142 | 3.9234 | 5.7083 | 6.0248 | 5.2013 | 3.9743 | 3.9514 | 6.7713 | 3.3501 | 5.4236 | 2.6302 | 3.3482 | 2.6427 | 4.652 | 3.547 | 2.8057 | 4.502 | 6.6996 | 5.6943 | 7.8115 | 3.3892 | 3.2356 | 4.5861 | 3.6908 | 3.8516 | 8.3238 | 4.2926 | 5.5955 | 2.6552 | 2.4497 | 4.2256 | 2.499 | 3.4616 | 5.1319 | 5.2704 | 4.5775 | 3.4783 | 3.4786 | 5.9337 | 2.9669 | 4.7651 | 2.3702 | 2.9977 | 2.3497 | 4.1097 | 3.1559 | 2.5611 | 4.0042 | 5.8929 | 5.012 | 6.8309 | 3.0169 | 2.8714 | 3.9887 | 3.2784 | 3.4794 | 7.2944 | 3.824 | 4.8692 | 2.3429 | 2.1668 | 3.7093 | 2.2033 | 3.0035 | 4.4855 | 4.603 | 3.9805 | 3.0694 | 3.0387 | 5.1656 | 2.5928 | 4.1334 | 2.1087 | 2.6866 | 2.0672 | 3.5863 | 2.7807 | 2.3026 | 3.4985 | 5.1181 | 4.3533 | 5.8954 | 2.6642 | 2.5244 | 3.4484 | 2.9069 | 3.1036 | 6.3197 | 3.3566 | 4.1943 | 1.916 | 1.7796 | 3.0224 | 1.8063 | 2.4043 | 3.6304 | 3.7233 | 3.2067 | 2.5223 | 2.4551 | 4.1623 | 2.0995 | 3.3202 | 1.7471 | 2.2543 | 1.694 | 2.9018 | 2.2745 | 1.9372 | 2.8324 | 4.1159 | 3.5046 | 4.6997 | 2.1883 | 2.0632 | 2.7613 | 2.4019 | 2.5851 | 5.0577 | 2.7337 | 3.349
974 | 1.6407 | 4.0979 | 2.0202 | 2.6532 | 2.0309 | 3.201 | 2.6037 | 2.9588 | 2.6225 | 5.9938 | 3.0225 | 4.1138 | 3.4894 | 8.7398 | 4.4401 | 5.7754 | 2.9638 | 2.7294 | 4.6433 | 2.8205 | 3.9315 | 5.7188 | 6.0379 | 5.2116 | 3.983 | 3.9596 | 6.7861 | 3.3573 | 5.4358 | 2.636 | 3.3557 | 2.6485 | 4.6623 | 3.5546 | 2.8119 | 4.511 | 6.7133 | 5.7055 | 7.8265 | 3.3963 | 3.2428 | 4.5961 | 3.698 | 3.86 | 8.3409 | 4.3007 | 5.6078 | 2.6609 | 2.4551 | 4.2349 | 2.5045 | 3.4687 | 5.1413 | 5.282 | 4.5866 | 3.4859 | 3.4857 | 5.9467 | 2.9733 | 4.7757 | 2.3755 | 3.0044 | 2.3549 | 4.1187 | 3.1627 | 2.5669 | 4.0123 | 5.905 | 5.022 | 6.8443 | 3.0233 | 2.8778 | 3.9974 | 3.2849 | 3.487 | 7.3097 | 3.8312 | 4.88 | 2.348 | 2.1715 | 3.7175 | 2.2082 | 3.0098 | 4.4938 | 4.6132 | 3.9885 | 3.0762 | 3.0449 | 5.177 | 2.5983 | 4.1426 | 2.1134 | 2.6927 | 2.0717 | 3.5942 | 2.7868 | 2.3078 | 3.5056 | 5.1286 | 4.362 | 5.9073 | 2.6698 | 2.5301 | 3.456 | 2.9126 | 3.1104 | 6.3331 | 3.363 | 4.2036 | 1.9202 | 1.7835 | 3.0292 | 1.8103 | 2.4095 | 3.6372 | 3.7316 | 3.2131 | 2.5279 | 2.4602 | 4.1715 | 2.1041 | 3.3276 | 1.7511 | 2.2594 | 1.6978 | 2.9083 | 2.2795 | 1.9416 | 2.8382 | 4.1244 | 3.5117 | 4.7094 | 2.1929 | 2.0679 | 2.7675 | 2.4067 | 2.5909 | 5.0688 | 2.739 | 3.3565
975 | 1.644 | 4.1033 | 2.0242 | 2.6585 | 2.0365 | 3.2075 | 2.6092 | 2.965 | 2.629 | 6.0025 | 3.0293 | 4.1225 | 3.4975 | 8.7525 | 4.4497 | 5.7875 | 2.9702 | 2.7353 | 4.6535 | 2.8267 | 3.9395 | 5.7293 | 6.0511 | 5.2219 | 3.9917 | 3.9677 | 6.801 | 3.3644 | 5.4481 | 2.6418 | 3.3631 | 2.6542 | 4.6725 | 3.5622 | 2.8182 | 4.52 | 6.7271 | 5.7168 | 7.8416 | 3.4033 | 3.25 | 4.606 | 3.7052 | 3.8684 | 8.3579 | 4.3087 | 5.6201 | 2.6667 | 2.4604 | 4.2443 | 2.5101 | 3.4759 | 5.1508 | 5.2936 | 4.5957 | 3.4936 | 3.4929 | 5.9598 | 2.9796 | 4.7864 | 2.3807 | 3.0112 | 2.36 | 4.1278 | 3.1696 | 2.5726 | 4.0203 | 5.9171 | 5.032 | 6.8578 | 3.0296 | 2.8842 | 4.0061 | 3.2913 | 3.4946 | 7.3249 | 3.8385 | 4.8907 | 2.3531 | 2.1763 | 3.7258 | 2.2131 | 3.016 | 4.5022 | 4.6233 | 3.9964 | 3.0831 | 3.0512 | 5.1884 | 2.6039 | 4.1519 | 2.1181 | 2.6987 | 2.0763 | 3.6021 | 2.7929 | 2.3129 | 3.5126 | 5.1392 | 4.3707 | 5.9191 | 2.6754 | 2.5357 | 3.4635 | 2.9184 | 3.1173 | 6.3466 | 3.3694 | 4.2129 | 1.9244 | 1.7875 | 3.036 | 1.8144 | 2.4146 | 3.644 | 3.7399 | 3.2196 | 2.5336 | 2.4652 | 4.1808 | 2.1086 | 3.3349 | 1.755 | 2.2646 | 1.7016 | 2.9147 | 2.2846 | 1.946 | 2.8441 | 4.1328 | 3.5187 | 4.719 | 2.1976 | 2.0725 | 2.7736 | 2.4114 | 2.5966 | 5.0799 | 2.7443 | 3.3639
976 | 1.6473 | 4.1087 | 2.0283 | 2.6638 | 2.0422 | 3.214 | 2.6147 | 2.9712 | 2.6355 | 6.0112 | 3.036 | 4.1312 | 3.5056 | 8.7652 | 4.4594 | 5.7996 | 2.9766 | 2.7412 | 4.6637 | 2.833 | 3.9476 | 5.7398 | 6.0643 | 5.2322 | 4.0004 | 3.9759 | 6.8158 | 3.3716 | 5.4603 | 2.6476 | 3.3706 | 2.6599 | 4.6828 | 3.5699 | 2.8244 | 4.529 | 6.7409 | 5.7281 | 7.8566 | 3.4104 | 3.2572 | 4.6159 | 3.7124 | 3.8768 | 8.3749 | 4.3167 | 5.6324 | 2.6724 | 2.4658 | 4.2536 | 2.5156 | 3.483 | 5.1603 | 5.3052 | 4.6048 | 3.5012 | 3.5001 | 5.9729 | 2.986 | 4.7971 | 2.386 | 3.0179 | 2.3652 | 4.1368 | 3.1764 | 2.5783 | 4.0284 | 5.9292 | 5.042 | 6.8712 | 3.0359 | 2.8906 | 4.0148 | 3.2978 | 3.5022 | 7.3402 | 3.8457 | 4.9015 | 2.3582 | 2.1811 | 3.734 | 2.218 | 3.0223 | 4.5105 | 4.6335 | 4.0044 | 3.0899 | 3.0574 | 5.1998 | 2.6094 | 4.1611 | 2.1228 | 2.7048 | 2.0809 | 3.61 | 2.7989 | 2.3181 | 3.5197 | 5.1497 | 4.3794 | 5.9309 | 2.6811 | 2.5413 | 3.4711 | 2.9241 | 3.1241 | 6.3601 | 3.3758 | 4.2222 | 1.9286 | 1.7915 | 3.0428 | 1.8184 | 2.4197 | 3.6508 | 3.7483 | 3.226 | 2.5393 | 2.4703 | 4.19 | 2.1132 | 3.3423 | 1.7589 | 2.2697 | 1.7054 | 2.9212 | 2.2896 | 1.9504 | 2.8499 | 4.1413 | 3.5258 | 4.7287 | 2.2022 | 2.0772 | 2.7797 | 2.4162 | 2.6023 | 5.0909 | 2.7496 | 3.3714
977 | 1.6506 | 4.1142 | 2.0323 | 2.6691 | 2.0478 | 3.2205 | 2.6201 | 2.9774 | 2.642 | 6.0199 | 3.0427 | 4.1399 | 3.5137 | 8.7779 | 4.469 | 5.8117 | 2.983 | 2.747 | 4.674 | 2.8392 | 3.9556 | 5.7503 | 6.0774 | 5.2425 | 4.009 | 3.9841 | 6.8307 | 3.3787 | 5.4725 | 2.6533 | 3.378 | 2.6656 | 4.693 | 3.5775 | 2.8307 | 4.538 | 6.7547 | 5.7394 | 7.8717 | 3.4174 | 3.2643 | 4.6258 | 3.7197 | 3.8852 | 8.392 | 4.3247 | 5.6448 | 2.6782 | 2.4711 | 4.263 | 2.5212 | 3.4902 | 5.1697 | 5.3167 | 4.6139 | 3.5089 | 3.5073 | 5.986 | 2.9923 | 4.8077 | 2.3912 | 3.0246 | 2.3703 | 4.1459 | 3.1833 | 2.584 | 4.0364 | 5.9414 | 5.0519 | 6.8847 | 3.0422 | 2.897 | 4.0236 | 3.3042 | 3.5098 | 7.3554 | 3.8529 | 4.9123 | 2.3633 | 2.1858 | 3.7423 | 2.223 | 3.0286 | 4.5188 | 4.6437 | 4.0123 | 3.0967 | 3.0637 | 5.2112 | 2.615 | 4.1703 | 2.1274 | 2.7108 | 2.0855 | 3.618 | 2.805 | 2.3233 | 3.5268 | 5.1602 | 4.3881 | 5.9428 | 2.6867 | 2.547 | 3.4787 | 2.9298 | 3.1309 | 6.3736 | 3.3822 | 4.2315 | 1.9328 | 1.7954 | 3.0497 | 1.8225 | 2.4249 | 3.6577 | 3.7566 | 3.2325 | 2.545 | 2.4754 | 4.1993 | 2.1177 | 3.3497 | 1.7629 | 2.2748 | 1.7092 | 2.9276 | 2.2947 | 1.9548 | 2.8557 | 4.1498 | 3.5328 | 4.7384 | 2.2069 | 2.0818 | 2.7859 | 2.4209 | 2.608 | 5.102 | 2.7549 | 3.3788
978 | 1.6538 | 4.1196 | 2.0363 | 2.6744 | 2.0535 | 3.227 | 2.6256 | 2.9836 | 2.6486 | 6.0286 | 3.0495 | 4.1486 | 3.5218 | 8.7906 | 4.4786 | 5.8238 | 2.9894 | 2.7529 | 4.6842 | 2.8455 | 3.9636 | 5.7608 | 6.0906 | 5.2528 | 4.0177 | 3.9923 | 6.8455 | 3.3858 | 5.4847 | 2.6591 | 3.3855 | 2.6714 | 4.7032 | 3.5851 | 2.837 | 4.547 | 6.7684 | 5.7506 | 7.8867 | 3.4245 | 3.2715 | 4.6358 | 3.7269 | 3.8936 | 8.409 | 4.3328 | 5.6571 | 2.684 | 2.4765 | 4.2723 | 2.5268 | 3.4973 | 5.1792 | 5.3283 | 4.623 | 3.5166 | 3.5144 | 5.999 | 2.9986 | 4.8184 | 2.3964 | 3.0313 | 2.3754 | 4.1549 | 3.1902 | 2.5898 | 4.0444 | 5.9535 | 5.0619 | 6.8981 | 3.0486 | 2.9034 | 4.0323 | 3.3107 | 3.5174 | 7.3707 | 3.8601 | 4.9231 | 2.3684 | 2.1906 | 3.7506 | 2.2279 | 3.0349 | 4.5271 | 4.6539 | 4.0202 | 3.1035 | 3.0699 | 5.2226 | 2.6205 | 4.1795 | 2.1321 | 2.7169 | 2.09 | 3.6259 | 2.8111 | 2.3285 | 3.5339 | 5.1707 | 4.3968 | 5.9546 | 2.6923 | 2.5526 | 3.4863 | 2.9355 | 3.1377 | 6.387 | 3.3886 | 4.2408 | 1.937 | 1.7994 | 3.0565 | 1.8265 | 2.43 | 3.6645 | 3.7649 | 3.239 | 2.5506 | 2.4805 | 4.2086 | 2.1222 | 3.3571 | 1.7668 | 2.2799 | 1.713 | 2.934 | 2.2997 | 1.9592 | 2.8615 | 4.1583 | 3.5399 | 4.7481 | 2.2115 | 2.0864 | 2.792 | 2.4257 | 2.6138 | 5.1131 | 2.7602 | 3.3863
979 | 1.6571 | 4.125 | 2.0404 | 2.6797 | 2.0591 | 3.2335 | 2.631 | 2.9898 | 2.6551 | 6.0373 | 3.0562 | 4.1573 | 3.5299 | 8.8033 | 4.4882 | 5.8359 | 2.9958 | 2.7588 | 4.6944 | 2.8517 | 3.9717 | 5.7713 | 6.1038 | 5.2631 | 4.0264 | 4.0004 | 6.8604 | 3.393 | 5.4969 | 2.6649 | 3.3929 | 2.6771 | 4.7135 | 3.5927 | 2.8432 | 4.556 | 6.7822 | 5.7619 | 7.9018 | 3.4315 | 3.2787 | 4.6457 | 3.7341 | 3.902 | 8.426 | 4.3408 | 5.6694 | 2.6897 | 2.4818 | 4.2817 | 2.5323 | 3.5045 | 5.1887 | 5.3399 | 4.6321 | 3.5242 | 3.5216 | 6.0121 | 3.005 | 4.8291 | 2.4017 | 3.038 | 2.3806 | 4.164 | 3.197 | 2.5955 | 4.0525 | 5.9656 | 5.0719 | 6.9116 | 3.0549 | 2.9098 | 4.041 | 3.3171 | 3.525 | 7.3859 | 3.8674 | 4.9338 | 2.3735 | 2.1954 | 3.7588 | 2.2328 | 3.0411 | 4.5355 | 4.664 | 4.0282 | 3.1103 | 3.0762 | 5.234 | 2.6261 | 4.1887 | 2.1368 | 2.7229 | 2.0946 | 3.6338 | 2.8172 | 2.3337 | 3.541 | 5.1813 | 4.4055 | 5.9664 | 2.6979 | 2.5582 | 3.4938 | 2.9413 | 3.1446 | 6.4005 | 3.395 | 4.2501 | 1.9412 | 1.8034 | 3.0633 | 1.8306 | 2.4351 | 3.6713 | 3.7732 | 3.2454 | 2.5563 | 2.4855 | 4.2178 | 2.1268 | 3.3644 | 1.7707 | 2.2851 | 1.7168 | 2.9405 | 2.3048 | 1.9636 | 2.8673 | 4.1668 | 3.5469 | 4.7577 | 2.2162 | 2.0911 | 2.7981 | 2.4304 | 2.6195 | 5.1242 | 2.7655 | 3.3937
980 | 1.6604 | 4.1304 | 2.0444 | 2.685 | 2.0648 | 3.24 | 2.6365 | 2.996 | 2.6616 | 6.046 | 3.063 | 4.166 | 3.538 | 8.816 | 4.4978 | 5.848 | 3.0022 | 2.7647 | 4.7047 | 2.858 | 3.9797 | 5.7818 | 6.1169 | 5.2734 | 4.0351 | 4.0086 | 6.8752 | 3.4001 | 5.5091 | 2.6707 | 3.4004 | 2.6828 | 4.7237 | 3.6003 | 2.8495 | 4.565 | 6.796 | 5.7732 | 7.9168 | 3.4386 | 3.2859 | 4.6556 | 3.7413 | 3.9104 | 8.4431 | 4.3488 | 5.6817 | 2.6955 | 2.4872 | 4.291 | 2.5379 | 3.5116 | 5.1981 | 5.3515 | 4.6412 | 3.5319 | 3.5288 | 6.0252 | 3.0113 | 4.8397 | 2.4069 | 3.0447 | 2.3857 | 4.173 | 3.2039 | 2.6012 | 4.0605 | 5.9777 | 5.0819 | 6.925 | 3.0612 | 2.9162 | 4.0497 | 3.3236 | 3.5326 | 7.4012 | 3.8746 | 4.9446 | 2.3786 | 2.2001 | 3.7671 | 2.2377 | 3.0474 | 4.5438 | 4.6742 | 4.0361 | 3.1171 | 3.0824 | 5.2454 | 2.6316 | 4.1979 | 2.1415 | 2.729 | 2.0992 | 3.6417 | 2.8233 | 2.3389 | 3.5481 | 5.1918 | 4.4142 | 5.9783 | 2.7035 | 2.5639 | 3.5014 | 2.947 | 3.1514 | 6.414 | 3.4014 | 4.2594 | 1.9454 | 1.8073 | 3.0701 | 1.8346 | 2.4403 | 3.6781 | 3.7815 | 3.2519 | 2.562 | 2.4906 | 4.2271 | 2.1313 | 3.3718 | 1.7747 | 2.2902 | 1.7206 | 2.9469 | 2.3098 | 1.968 | 2.8731 | 4.1753 | 3.554 | 4.7674 | 2.2208 | 2.0957 | 2.8043 | 2.4352 | 2.6252 | 5.1353 | 2.7708 | 3.4012
981 | 1.6637 | 4.1358 | 2.0484 | 2.6903 | 2.0704 | 3.2465 | 2.6419 | 3.0022 | 2.6681 | 6.0547 | 3.0697 | 4.1747 | 3.5461 | 8.8287 | 4.5074 | 5.8601 | 3.0087 | 2.7706 | 4.7149 | 2.8642 | 3.9877 | 5.7923 | 6.1301 | 5.2837 | 4.0438 | 4.0168 | 6.8901 | 3.4073 | 5.5214 | 2.6765 | 3.4078 | 2.6885 | 4.7339 | 3.6079 | 2.8558 | 4.5739 | 6.8097 | 5.7845 | 7.9319 | 3.4456 | 3.2931 | 4.6655 | 3.7485 | 3.9188 | 8.4601 | 4.3569 | 5.694 | 2.7012 | 2.4925 | 4.3004 | 2.5434 | 3.5188 | 5.2076 | 5.3631 | 4.6503 | 3.5395 | 3.536 | 6.0382 | 3.0177 | 4.8504 | 2.4122 | 3.0515 | 2.3909 | 4.1821 | 3.2108 | 2.607 | 4.0685 | 5.9898 | 5.0919 | 6.9385 | 3.0676 | 2.9226 | 4.0584 | 3.33 | 3.5403 | 7.4164 | 3.8818 | 4.9554 | 2.3838 | 2.2049 | 3.7753 | 2.2426 | 3.0537 | 4.5521 | 4.6844 | 4.0441 | 3.124 | 3.0887 | 5.2568 | 2.6372 | 4.2072 | 2.1462 | 2.735 | 2.1037 | 3.6496 | 2.8294 | 2.344 | 3.5551 | 5.2023 | 4.4228 | 5.9901 | 2.7091 | 2.5695 | 3.509 | 2.9527 | 3.1582 | 6.4275 | 3.4079 | 4.2688 | 1.9497 | 1.8113 | 3.0769 | 1.8387 | 2.4454 | 3.6849 | 3.7898 | 3.2584 | 2.5677 | 2.4957 | 4.2364 | 2.1358 | 3.3792 | 1.7786 | 2.2953 | 1.7245 | 2.9534 | 2.3149 | 1.9724 | 2.879 | 4.1837 | 3.561 | 4.7771 | 2.2255 | 2.1004 | 2.8104 | 2.4399 | 2.631 | 5.1464 | 2.7761 | 3.4086
982 | 1.667 | 4.1412 | 2.0525 | 2.6956 | 2.0761 | 3.253 | 2.6474 | 3.0084 | 2.6746 | 6.0634 | 3.0765 | 4.1834 | 3.5542 | 8.8414 | 4.517 | 5.8722 | 3.0151 | 2.7765 | 4.7251 | 2.8704 | 3.9958 | 5.8029 | 6.1433 | 5.2939 | 4.0525 | 4.025 | 6.905 | 3.4144 | 5.5336 | 2.6823 | 3.4152 | 2.6943 | 4.7442 | 3.6156 | 2.862 | 4.5829 | 6.8235 | 5.7957 | 7.947 | 3.4527 | 3.3003 | 4.6755 | 3.7557 | 3.9272 | 8.4771 | 4.3649 | 5.7063 | 2.707 | 2.4978 | 4.3097 | 2.549 | 3.526 | 5.2171 | 5.3747 | 4.6594 | 3.5472 | 3.5431 | 6.0513 | 3.024 | 4.8611 | 2.4174 | 3.0582 | 2.396 | 4.1911 | 3.2176 | 2.6127 | 4.0766 | 6.0019 | 5.1019 | 6.9519 | 3.0739 | 2.9289 | 4.0671 | 3.3364 | 3.5479 | 7.4316 | 3.889 | 4.9662 | 2.3889 | 2.2097 | 3.7836 | 2.2475 | 3.06 | 4.5604 | 4.6946 | 4.052 | 3.1308 | 3.095 | 5.2683 | 2.6428 | 4.2164 | 2.1509 | 2.7411 | 2.1083 | 3.6575 | 2.8354 | 2.3492 | 3.5622 | 5.2128 | 4.4315 | 6.0019 | 2.7148 | 2.5751 | 3.5166 | 2.9584 | 3.165 | 6.4409 | 3.4143 | 4.2781 | 1.9539 | 1.8153 | 3.0837 | 1.8427 | 2.4505 | 3.6917 | 3.7982 | 3.2648 | 2.5733 | 2.5008 | 4.2456 | 2.1404 | 3.3866 | 1.7825 | 2.3004 | 1.7283 | 2.9598 | 2.3199 | 1.9768 | 2.8848 | 4.1922 | 3.568 | 4.7868 | 2.2302 | 2.105 | 2.8165 | 2.4446 | 2.6367 | 5.1574 | 2.7814 | 3.416
983 | 1.6702 | 4.1466 | 2.0565 | 2.7009 | 2.0817 | 3.2595 | 2.6528 | 3.0146 | 2.6812 | 6.0721 | 3.0833 | 4.1921 | 3.5623 | 8.8541 | 4.5266 | 5.8843 | 3.0215 | 2.7824 | 4.7354 | 2.8767 | 4.0038 | 5.8134 | 6.1564 | 5.3042 | 4.0612 | 4.0332 | 6.9198 | 3.4215 | 5.5458 | 2.6881 | 3.4227 | 2.7 | 4.7544 | 3.6232 | 2.8683 | 4.5919 | 6.8373 | 5.807 | 7.962 | 3.4597 | 3.3075 | 4.6854 | 3.7629 | 3.9356 | 8.4942 | 4.3729 | 5.7186 | 2.7128 | 2.5032 | 4.3191 | 2.5546 | 3.5331 | 5.2265 | 5.3863 | 4.6685 | 3.5549 | 3.5503 | 6.0644 | 3.0303 | 4.8717 | 2.4226 | 3.0649 | 2.4011 | 4.2002 | 3.2245 | 2.6184 | 4.0846 | 6.014 | 5.1119 | 6.9654 | 3.0802 | 2.9353 | 4.0758 | 3.3429 | 3.5555 | 7.4469 | 3.8962 | 4.977 | 2.394 | 2.2144 | 3.7919 | 2.2524 | 3.0663 | 4.5687 | 4.7048 | 4.0599 | 3.1376 | 3.1012 | 5.2797 | 2.6483 | 4.2256 | 2.1556 | 2.7471 | 2.1129 | 3.6654 | 2.8415 | 2.3544 | 3.5693 | 5.2233 | 4.4402 | 6.0138 | 2.7204 | 2.5808 | 3.5242 | 2.9641 | 3.1718 | 6.4544 | 3.4207 | 4.2874 | 1.9581 | 1.8192 | 3.0905 | 1.8468 | 2.4557 | 3.6985 | 3.8065 | 3.2713 | 2.579 | 2.5059 | 4.2549 | 2.1449 | 3.394 | 1.7865 | 2.3055 | 1.7321 | 2.9662 | 2.325 | 1.9812 | 2.8906 | 4.2007 | 3.5751 | 4.7965 | 2.2348 | 2.1096 | 2.8227 | 2.4494 | 2.6424 | 5.1685 | 2.7867 | 3.4235
984 | 1.6735 | 4.1521 | 2.0605 | 2.7062 | 2.0873 | 3.266 | 2.6583 | 3.0208 | 2.6877 | 6.0808 | 3.09 | 4.2008 | 3.5704 | 8.8668 | 4.5362 | 5.8964 | 3.0279 | 2.7883 | 4.7456 | 2.8829 | 4.0119 | 5.8239 | 6.1696 | 5.3145 | 4.0699 | 4.0413 | 6.9347 | 3.4287 | 5.558 | 2.6939 | 3.4301 | 2.7057 | 4.7647 | 3.6308 | 2.8745 | 4.6009 | 6.8511 | 5.8183 | 7.9771 | 3.4668 | 3.3147 | 4.6953 | 3.7701 | 3.944 | 8.5112 | 4.3809 | 5.7309 | 2.7185 | 2.5085 | 4.3284 | 2.5601 | 3.5403 | 5.236 | 5.3979 | 4.6776 | 3.5625 | 3.5575 | 6.0775 | 3.0367 | 4.8824 | 2.4279 | 3.0716 | 2.4063 | 4.2092 | 3.2313 | 2.6241 | 4.0927 | 6.0261 | 5.1219 | 6.9788 | 3.0865 | 2.9417 | 4.0845 | 3.3493 | 3.5631 | 7.4621 | 3.9035 | 4.9877 | 2.3991 | 2.2192 | 3.8001 | 2.2573 | 3.0725 | 4.5771 | 4.7149 | 4.0679 | 3.1444 | 3.1075 | 5.2911 | 2.6539 | 4.2348 | 2.1603 | 2.7532 | 2.1175 | 3.6733 | 2.8476 | 2.3596 | 3.5764 | 5.2339 | 4.4489 | 6.0256 | 2.726 | 2.5864 | 3.5317 | 2.9699 | 3.1787 | 6.4679 | 3.4271 | 4.2967 | 1.9623 | 1.8232 | 3.0973 | 1.8508 | 2.4608 | 3.7053 | 3.8148 | 3.2777 | 2.5847 | 2.5109 | 4.2641 | 2.1495 | 3.4013 | 1.7904 | 2.3107 | 1.7359 | 2.9727 | 2.33 | 1.9856 | 2.8964 | 4.2092 | 3.5821 | 4.8061 | 2.2395 | 2.1143 | 2.8288 | 2.4541 | 2.6481 | 5.1796 | 2.792 | 3.4309
985 | 1.6768 | 4.1575 | 2.0646 | 2.7115 | 2.093 | 3.2725 | 2.6638 | 3.027 | 2.6942 | 6.0895 | 3.0968 | 4.2095 | 3.5785 | 8.8795 | 4.5459 | 5.9085 | 3.0343 | 2.7942 | 4.7558 | 2.8892 | 4.0199 | 5.8344 | 6.1828 | 5.3248 | 4.0786 | 4.0495 | 6.9495 | 3.4358 | 5.5702 | 2.6997 | 3.4376 | 2.7115 | 4.7749 | 3.6384 | 2.8808 | 4.6099 | 6.8648 | 5.8295 | 7.9921 | 3.4738 | 3.3219 | 4.7053 | 3.7773 | 3.9524 | 8.5282 | 4.389 | 5.7432 | 2.7243 | 2.5139 | 4.3378 | 2.5657 | 3.5474 | 5.2455 | 5.4095 | 4.6867 | 3.5702 | 3.5646 | 6.0905 | 3.043 | 4.8931 | 2.4331 | 3.0783 | 2.4114 | 4.2183 | 3.2382 | 2.6299 | 4.1007 | 6.0382 | 5.1319 | 6.9923 | 3.0929 | 2.9481 | 4.0932 | 3.3558 | 3.5707 | 7.4774 | 3.9107 | 4.9985 | 2.4042 | 2.224 | 3.8084 | 2.2622 | 3.0788 | 4.5854 | 4.7251 | 4.0758 | 3.1512 | 3.1137 | 5.3025 | 2.6594 | 4.244 | 2.165 | 2.7592 | 2.122 | 3.6812 | 2.8537 | 2.3648 | 3.5835 | 5.2444 | 4.4576 | 6.0374 | 2.7316 | 2.592 | 3.5393 | 2.9756 | 3.1855 | 6.4813 | 3.4335 | 4.306 | 1.9665 | 1.8272 | 3.1041 | 1.8549 | 2.4659 | 3.7121 | 3.8231 | 3.2842 | 2.5903 | 2.516 | 4.2734 | 2.154 | 3.4087 | 1.7943 | 2.3158 | 1.7397 | 2.9791 | 2.3351 | 1.99 | 2.9022 | 4.2177 | 3.5892 | 4.8158 | 2.2441 | 2.1189 | 2.8349 | 2.4589 | 2.6539 | 5.1907 | 2.7973 | 3.4384
986 | 1.6801 | 4.1629 | 2.0686 | 2.7168 | 2.0986 | 3.279 | 2.6692 | 3.0332 | 2.7007 | 6.0982 | 3.1035 | 4.2182 | 3.5866 | 8.8922 | 4.5555 | 5.9206 | 3.0407 | 2.8 | 4.7661 | 2.8954 | 4.0279 | 5.8449 | 6.1959 | 5.3351 | 4.0872 | 4.0577 | 6.9644 | 3.4429 | 5.5824 | 2.7054 | 3.445 | 2.7172 | 4.7851 | 3.646 | 2.8871 | 4.6189 | 6.8786 | 5.8408 | 8.0072 | 3.4809 | 3.329 | 4.7152 | 3.7846 | 3.9608 | 8.5453 | 4.397 | 5.7556 | 2.7301 | 2.5192 | 4.3471 | 2.5713 | 3.5546 | 5.2549 | 5.421 | 4.6958 | 3.5779 | 3.5718 | 6.1036 | 3.0493 | 4.9037 | 2.4383 | 3.085 | 2.4165 | 4.2273 | 3.2451 | 2.6356 | 4.1087 | 6.0504 | 5.1418 | 7.0057 | 3.0992 | 2.9545 | 4.102 | 3.3622 | 3.5783 | 7.4926 | 3.9179 | 5.0093 | 2.4093 | 2.2287 | 3.8167 | 2.2672 | 3.0851 | 4.5937 | 4.7353 | 4.0837 | 3.158 | 3.12 | 5.3139 | 2.665 | 4.2532 | 2.1696 | 2.7653 | 2.1266 | 3.6892 | 2.8598 | 2.37 | 3.5906 | 5.2549 | 4.4663 | 6.0493 | 2.7372 | 2.5977 | 3.5469 | 2.9813 | 3.1923 | 6.4948 | 3.4399 | 4.3153 | 1.9707 | 1.8311 | 3.111 | 1.8589 | 2.4711 | 3.719 | 3.8314 | 3.2907 | 2.596 | 2.5211 | 4.2827 | 2.1585 | 3.4161 | 1.7983 | 2.3209 | 1.7435 | 2.9855 | 2.3401 | 1.9944 | 2.908 | 4.2262 | 3.5962 | 4.8255 | 2.2488 | 2.1235 | 2.8411 | 2.4636 | 2.6596 | 5.2018 | 2.8026 | 3.4458
987 | 1.6834 | 4.1683 | 2.0726 | 2.7221 | 2.1043 | 3.2855 | 2.6747 | 3.0394 | 2.7072 | 6.1069 | 3.1103 | 4.2269 | 3.5947 | 8.9049 | 4.5651 | 5.9327 | 3.0471 | 2.8059 | 4.7763 | 2.9017 | 4.036 | 5.8554 | 6.2091 | 5.3454 | 4.0959 | 4.0659 | 6.9792 | 3.4501 | 5.5947 | 2.7112 | 3.4525 | 2.7229 | 4.7954 | 3.6536 | 2.8933 | 4.6279 | 6.8924 | 5.8521 | 8.0222 | 3.4879 | 3.3362 | 4.7251 | 3.7918 | 3.9692 | 8.5623 | 4.405 | 5.7679 | 2.7358 | 2.5246 | 4.3565 | 2.5768 | 3.5617 | 5.2644 | 5.4326 | 4.7049 | 3.5855 | 3.579 | 6.1167 | 3.0557 | 4.9144 | 2.4436 | 3.0918 | 2.4217 | 4.2364 | 3.2519 | 2.6413 | 4.1168 | 6.0625 | 5.1518 | 7.0192 | 3.1055 | 2.9609 | 4.1107 | 3.3687 | 3.5859 | 7.5079 | 3.9251 | 5.0201 | 2.4144 | 2.2335 | 3.8249 | 2.2721 | 3.0914 | 4.602 | 4.7455 | 4.0917 | 3.1649 | 3.1262 | 5.3253 | 2.6705 | 4.2625 | 2.1743 | 2.7713 | 2.1312 | 3.6971 | 2.8659 | 2.3751 | 3.5976 | 5.2654 | 4.475 | 6.0611 | 2.7428 | 2.6033 | 3.5545 | 2.987 | 3.1991 | 6.5083 | 3.4463 | 4.3246 | 1.9749 | 1.8351 | 3.1178 | 1.863 | 2.4762 | 3.7258 | 3.8397 | 3.2971 | 2.6017 | 2.5262 | 4.2919 | 2.1631 | 3.4235 | 1.8022 | 2.326 | 1.7473 | 2.992 | 2.3452 | 1.9988 | 2.9139 | 4.2346 | 3.6033 | 4.8352 | 2.2534 | 2.1282 | 2.8472 | 2.4684 | 2.6653 | 5.2129 | 2.8079 | 3.4533
988 | 1.6866 | 4.1737 | 2.0766 | 2.7274 | 2.1099 | 3.292 | 2.6801 | 3.0456 | 2.7138 | 6.1156 | 3.117 | 4.2356 | 3.6028 | 8.9176 | 4.5747 | 5.9448 | 3.0535 | 2.8118 | 4.7865 | 2.9079 | 4.044 | 5.8659 | 6.2223 | 5.3557 | 4.1046 | 4.074 | 6.9941 | 3.4572 | 5.6069 | 2.717 | 3.4599 | 2.7286 | 4.8056 | 3.6613 | 2.8996 | 4.6369 | 6.9062 | 5.8634 | 8.0373 | 3.495 | 3.3434 | 4.735 | 3.799 | 3.9776 | 8.5793 | 4.413 | 5.7802 | 2.7416 | 2.5299 | 4.3658 | 2.5824 | 3.5689 | 5.2739 | 5.4442 | 4.714 | 3.5932 | 3.5862 | 6.1298 | 3.062 | 4.9251 | 2.4488 | 3.0985 | 2.4268 | 4.2454 | 3.2588 | 2.647 | 4.1248 | 6.0746 | 5.1618 | 7.0326 | 3.1118 | 2.9673 | 4.1194 | 3.3751 | 3.5935 | 7.5231 | 3.9324 | 5.0308 | 2.4195 | 2.2383 | 3.8332 | 2.277 | 3.0976 | 4.6104 | 4.7556 | 4.0996 | 3.1717 | 3.1325 | 5.3367 | 2.6761 | 4.2717 | 2.179 | 2.7774 | 2.1358 | 3.705 | 2.8719 | 2.3803 | 3.6047 | 5.276 | 4.4837 | 6.0729 | 2.7485 | 2.6089 | 3.562 | 2.9928 | 3.206 | 6.5218 | 3.4527 | 4.3339 | 1.9791 | 1.8391 | 3.1246 | 1.867 | 2.4813 | 3.7326 | 3.8481 | 3.3036 | 2.6074 | 2.5312 | 4.3012 | 2.1676 | 3.4308 | 1.8061 | 2.3312 | 1.7511 | 2.9984 | 2.3502 | 2.0032 | 2.9197 | 4.2431 | 3.6103 | 4.8448 | 2.2581 | 2.1328 | 2.8533 | 2.4731 | 2.671 | 5.2239 | 2.8132 | 3.4607
989 | 1.6899 | 4.1791 | 2.0807 | 2.7327 | 2.1156 | 3.2985 | 2.6856 | 3.0518 | 2.7203 | 6.1243 | 3.1237 | 4.2443 | 3.6109 | 8.9303 | 4.5843 | 5.9569 | 3.0599 | 2.8177 | 4.7968 | 2.9142 | 4.0521 | 5.8764 | 6.2354 | 5.366 | 4.1133 | 4.0822 | 7.0089 | 3.4644 | 5.6191 | 2.7228 | 3.4674 | 2.7344 | 4.8159 | 3.6689 | 2.9058 | 4.6459 | 6.9199 | 5.8746 | 8.0523 | 3.502 | 3.3506 | 4.745 | 3.8062 | 3.986 | 8.5964 | 4.4211 | 5.7925 | 2.7473 | 2.5353 | 4.3752 | 2.5879 | 3.576 | 5.2833 | 5.4558 | 4.7231 | 3.6008 | 3.5933 | 6.1428 | 3.0684 | 4.9357 | 2.4541 | 3.1052 | 2.432 | 4.2545 | 3.2656 | 2.6528 | 4.1329 | 6.0867 | 5.1718 | 7.0461 | 3.1182 | 2.9737 | 4.1281 | 3.3816 | 3.6011 | 7.5384 | 3.9396 | 5.0416 | 2.4246 | 2.243 | 3.8414 | 2.2819 | 3.1039 | 4.6187 | 4.7658 | 4.1076 | 3.1785 | 3.1387 | 5.3481 | 2.6816 | 4.2809 | 2.1837 | 2.7834 | 2.1403 | 3.7129 | 2.878 | 2.3855 | 3.6118 | 5.2865 | 4.4924 | 6.0848 | 2.7541 | 2.6146 | 3.5696 | 2.9985 | 3.2128 | 6.5352 | 3.4591 | 4.3432 | 1.9833 | 1.843 | 3.1314 | 1.8711 | 2.4865 | 3.7394 | 3.8564 | 3.31 | 2.613 | 2.5363 | 4.3104 | 2.1722 | 3.4382 | 1.8101 | 2.3363 | 1.7549 | 3.0049 | 2.3553 | 2.0076 | 2.9255 | 4.2516 | 3.6174 | 4.8545 | 2.2627 | 2.1375 | 2.8595 | 2.4779 | 2.6768 | 5.235 | 2.8185 | 3.4682
990 | 1.6932 | 4.1845 | 2.0847 | 2.738 | 2.1212 | 3.305 | 2.691 | 3.058 | 2.7268 | 6.133 | 3.1305 | 4.253 | 3.619 | 8.943 | 4.5939 | 5.969 | 3.0663 | 2.8236 | 4.807 | 2.9204 | 4.0601 | 5.8869 | 6.2486 | 5.3763 | 4.122 | 4.0904 | 7.0238 | 3.4715 | 5.6313 | 2.7286 | 3.4748 | 2.7401 | 4.8261 | 3.6765 | 2.9121 | 4.6549 | 6.9337 | 5.8859 | 8.0674 | 3.5091 | 3.3578 | 4.7549 | 3.8134 | 3.9944 | 8.6134 | 4.4291 | 5.8048 | 2.7531 | 2.5406 | 4.3845 | 2.5935 | 3.5832 | 5.2928 | 5.4674 | 4.7322 | 3.6085 | 3.6005 | 6.1559 | 3.0747 | 4.9464 | 2.4593 | 3.1119 | 2.4371 | 4.2635 | 3.2725 | 2.6585 | 4.1409 | 6.0988 | 5.1818 | 7.0595 | 3.1245 | 2.9801 | 4.1368 | 3.388 | 3.6087 | 7.5536 | 3.9468 | 5.0524 | 2.4297 | 2.2478 | 3.8497 | 2.2868 | 3.1102 | 4.627 | 4.776 | 4.1155 | 3.1853 | 3.145 | 5.3595 | 2.6872 | 4.2901 | 2.1884 | 2.7895 | 2.1449 | 3.7208 | 2.8841 | 2.3907 | 3.6189 | 5.297 | 4.5011 | 6.0966 | 2.7597 | 2.6202 | 3.5772 | 3.0042 | 3.2196 | 6.5487 | 3.4655 | 4.3525 | 1.9875 | 1.847 | 3.1382 | 1.8751 | 2.4916 | 3.7462 | 3.8647 | 3.3165 | 2.6187 | 2.5414 | 4.3197 | 2.1767 | 3.4456 | 1.814 | 2.3414 | 1.7587 | 3.0113 | 2.3603 | 2.012 | 2.9313 | 4.2601 | 3.6244 | 4.8642 | 2.2674 | 2.1421 | 2.8656 | 2.4826 | 2.6825 | 5.2461 | 2.8238 | 3.4756
991 | 1.6965 | 4.1899 | 2.0887 | 2.7433 | 2.1268 | 3.3115 | 2.6965 | 3.0642 | 2.7333 | 6.1417 | 3.1372 | 4.2617 | 3.6271 | 8.9557 | 4.6035 | 5.9811 | 3.0727 | 2.8295 | 4.8172 | 2.9266 | 4.0681 | 5.8974 | 6.2618 | 5.3866 | 4.1307 | 4.0986 | 7.0387 | 3.4786 | 5.6435 | 2.7344 | 3.4822 | 2.7458 | 4.8363 | 3.6841 | 2.9184 | 4.6639 | 6.9475 | 5.8972 | 8.0825 | 3.5161 | 3.365 | 4.7648 | 3.8206 | 4.0028 | 8.6304 | 4.4371 | 5.8171 | 2.7589 | 2.5459 | 4.3939 | 2.5991 | 3.5904 | 5.3023 | 5.479 | 4.7413 | 3.6162 | 3.6077 | 6.169 | 3.081 | 4.9571 | 2.4645 | 3.1186 | 2.4422 | 4.2726 | 3.2794 | 2.6642 | 4.1489 | 6.1109 | 5.1918 | 7.073 | 3.1308 | 2.9865 | 4.1455 | 3.3944 | 3.6163 | 7.5688 | 3.954 | 5.0632 | 2.4348 | 2.2526 | 3.858 | 2.2917 | 3.1165 | 4.6353 | 4.7862 | 4.1234 | 3.1921 | 3.1513 | 5.3709 | 2.6928 | 4.2993 | 2.1931 | 2.7955 | 2.1495 | 3.7287 | 2.8902 | 2.3959 | 3.626 | 5.3075 | 4.5098 | 6.1084 | 2.7653 | 2.6258 | 3.5848 | 3.0099 | 3.2264 | 6.5622 | 3.4719 | 4.3618 | 1.9917 | 1.851 | 3.145 | 1.8792 | 2.4967 | 3.753 | 3.873 | 3.323 | 2.6244 | 2.5465 | 4.329 | 2.1812 | 3.453 | 1.8179 | 2.3465 | 1.7625 | 3.0177 | 2.3654 | 2.0164 | 2.9371 | 4.2686 | 3.6314 | 4.8739 | 2.2721 | 2.1467 | 2.8717 | 2.4873 | 2.6882 | 5.2572 | 2.8291 | 3.483
992 | 1.6998 | 4.1954 | 2.0928 | 2.7486 | 2.1325 | 3.318 | 2.702 | 3.0704 | 2.7398 | 6.1504 | 3.144 | 4.2704 | 3.6352 | 8.9684 | 4.6131 | 5.9932 | 3.0791 | 2.8354 | 4.8275 | 2.9329 | 4.0762 | 5.9079 | 6.2749 | 5.3969 | 4.1394 | 4.1068 | 7.0535 | 3.4858 | 5.6557 | 2.7402 | 3.4897 | 2.7516 | 4.8466 | 3.6917 | 2.9246 | 4.6729 | 6.9612 | 5.9084 | 8.0975 | 3.5232 | 3.3722 | 4.7748 | 3.8278 | 4.0112 | 8.6475 | 4.4452 | 5.8294 | 2.7646 | 2.5513 | 4.4032 | 2.6046 | 3.5975 | 5.3117 | 5.4906 | 4.7504 | 3.6238 | 3.6148 | 6.182 | 3.0874 | 4.9677 | 2.4698 | 3.1253 | 2.4474 | 4.2816 | 3.2862 | 2.67 | 4.157 | 6.123 | 5.2018 | 7.0864 | 3.1372 | 2.9929 | 4.1542 | 3.4009 | 3.6239 | 7.5841 | 3.9612 | 5.074 | 2.4399 | 2.2573 | 3.8662 | 2.2966 | 3.1228 | 4.6436 | 4.7964 | 4.1314 | 3.1989 | 3.1575 | 5.3823 | 2.6983 | 4.3085 | 2.1978 | 2.8016 | 2.154 | 3.7366 | 2.8963 | 2.4011 | 3.6331 | 5.318 | 4.5185 | 6.1203 | 2.7709 | 2.6315 | 3.5924 | 3.0156 | 3.2332 | 6.5756 | 3.4783 | 4.3711 | 1.9959 | 1.8549 | 3.1518 | 1.8832 | 2.5019 | 3.7598 | 3.8813 | 3.3294 | 2.63 | 2.5516 | 4.3382 | 2.1858 | 3.4604 | 1.8219 | 2.3516 | 1.7663 | 3.0242 | 2.3704 | 2.0208 | 2.9429 | 4.2771 | 3.6385 | 4.8836 | 2.2767 | 2.1514 | 2.8779 | 2.4921 | 2.694 | 5.2683 | 2.8344 | 3.4905
993 | 1.703 | 4.2008 | 2.0968 | 2.7539 | 2.1381 | 3.3245 | 2.7074 | 3.0766 | 2.7464 | 6.1591 | 3.1507 | 4.2791 | 3.6433 | 8.9811 | 4.6227 | 6.0053 | 3.0855 | 2.8413 | 4.8377 | 2.9391 | 4.0842 | 5.9184 | 6.2881 | 5.4072 | 4.1481 | 4.1149 | 7.0684 | 3.4929 | 5.668 | 2.746 | 3.4971 | 2.7573 | 4.8568 | 3.6993 | 2.9309 | 4.6819 | 6.975 | 5.9197 | 8.1126 | 3.5302 | 3.3794 | 4.7847 | 3.835 | 4.0196 | 8.6645 | 4.4532 | 5.8417 | 2.7704 | 2.5566 | 4.4126 | 2.6102 | 3.6047 | 5.3212 | 5.5022 | 4.7595 | 3.6315 | 3.622 | 6.1951 | 3.0937 | 4.9784 | 2.475 | 3.1321 | 2.4525 | 4.2907 | 3.2931 | 2.6757 | 4.165 | 6.1351 | 5.2118 | 7.0999 | 3.1435 | 2.9993 | 4.1629 | 3.4073 | 3.6315 | 7.5993 | 3.9685 | 5.0847 | 2.445 | 2.2621 | 3.8745 | 2.3015 | 3.129 | 4.652 | 4.8065 | 4.1393 | 3.2058 | 3.1638 | 5.3937 | 2.7039 | 4.3178 | 2.2025 | 2.8076 | 2.1586 | 3.7445 | 2.9024 | 2.4062 | 3.6401 | 5.3286 | 4.5272 | 6.1321 | 2.7766 | 2.6371 | 3.5999 | 3.0214 | 3.2401 | 6.5891 | 3.4847 | 4.3804 | 2.0001 | 1.8589 | 3.1586 | 1.8873 | 2.507 | 3.7666 | 3.8897 | 3.3359 | 2.6357 | 2.5566 | 4.3475 | 2.1903 | 3.4677 | 1.8258 | 2.3568 | 1.7701 | 3.0306 | 2.3755 | 2.0252 | 2.9488 | 4.2855 | 3.6455 | 4.8932 | 2.2814 | 2.156 | 2.884 | 2.4968 | 2.6997 | 5.2794 | 2.8397 | 3.4979
994 | 1.7063 | 4.2062 | 2.1008 | 2.7592 | 2.1438 | 3.331 | 2.7129 | 3.0828 | 2.7529 | 6.1678 | 3.1575 | 4.2878 | 3.6514 | 8.9938 | 4.6323 | 6.0174 | 3.0919 | 2.8472 | 4.8479 | 2.9454 | 4.0923 | 5.9289 | 6.3013 | 5.4175 | 4.1568 | 4.1231 | 7.0832 | 3.5001 | 5.6802 | 2.7518 | 3.5046 | 2.763 | 4.8671 | 3.707 | 2.9371 | 4.6909 | 6.9888 | 5.931 | 8.1276 | 3.5373 | 3.3866 | 4.7946 | 3.8422 | 4.028 | 8.6815 | 4.4612 | 5.854 | 2.7761 | 2.562 | 4.4219 | 2.6157 | 3.6118 | 5.3307 | 5.5138 | 4.7686 | 3.6391 | 3.6292 | 6.2082 | 3.1001 | 4.9891 | 2.4803 | 3.1388 | 2.4577 | 4.2997 | 3.2999 | 2.6814 | 4.1731 | 6.1472 | 5.2218 | 7.1133 | 3.1498 | 3.0057 | 4.1716 | 3.4138 | 3.6391 | 7.6146 | 3.9757 | 5.0955 | 2.4501 | 2.2669 | 3.8827 | 2.3064 | 3.1353 | 4.6603 | 4.8167 | 4.1473 | 3.2126 | 3.17 | 5.4051 | 2.7094 | 4.327 | 2.2072 | 2.8137 | 2.1632 | 3.7524 | 2.9084 | 2.4114 | 3.6472 | 5.3391 | 4.5359 | 6.1439 | 2.7822 | 2.6427 | 3.6075 | 3.0271 | 3.2469 | 6.6026 | 3.4911 | 4.3897 | 2.0043 | 1.8629 | 3.1654 | 1.8913 | 2.5121 | 3.7734 | 3.898 | 3.3423 | 2.6414 | 2.5617 | 4.3567 | 2.1949 | 3.4751 | 1.8297 | 2.3619 | 1.7739 | 3.0371 | 2.3805 | 2.0296 | 2.9546 | 4.294 | 3.6526 | 4.9029 | 2.286 | 2.1607 | 2.8901 | 2.5016 | 2.7054 | 5.2904 | 2.845 | 3.5054
995 | 1.7096 | 4.2116 | 2.1048 | 2.7645 | 2.1494 | 3.3375 | 2.7183 | 3.089 | 2.7594 | 6.1765 | 3.1643 | 4.2965 | 3.6595 | 9.0065 | 4.642 | 6.0295 | 3.0983 | 2.853 | 4.8582 | 2.9516 | 4.1003 | 5.9394 | 6.3144 | 5.4278 | 4.1654 | 4.1313 | 7.0981 | 3.5072 | 5.6924 | 2.7575 | 3.512 | 2.7687 | 4.8773 | 3.7146 | 2.9434 | 4.6999 | 7.0026 | 5.9423 | 8.1427 | 3.5443 | 3.3937 | 4.8045 | 3.8495 | 4.0364 | 8.6986 | 4.4692 | 5.8664 | 2.7819 | 2.5673 | 4.4313 | 2.6213 | 3.619 | 5.3401 | 5.5253 | 4.7777 | 3.6468 | 3.6364 | 6.2213 | 3.1064 | 4.9997 | 2.4855 | 3.1455 | 2.4628 | 4.3088 | 3.3068 | 2.6871 | 4.1811 | 6.1594 | 5.2317 | 7.1268 | 3.1561 | 3.0121 | 4.1804 | 3.4202 | 3.6467 | 7.6298 | 3.9829 | 5.1063 | 2.4552 | 2.2716 | 3.891 | 2.3114 | 3.1416 | 4.6686 | 4.8269 | 4.1552 | 3.2194 | 3.1763 | 5.4165 | 2.715 | 4.3362 | 2.2118 | 2.8197 | 2.1678 | 3.7604 | 2.9145 | 2.4166 | 3.6543 | 5.3496 | 4.5446 | 6.1558 | 2.7878 | 2.6484 | 3.6151 | 3.0328 | 3.2537 | 6.6161 | 3.4975 | 4.399 | 2.0085 | 1.8668 | 3.1723 | 1.8954 | 2.5173 | 3.7803 | 3.9063 | 3.3488 | 2.6471 | 2.5668 | 4.366 | 2.1994 | 3.4825 | 1.8337 | 2.367 | 1.7777 | 3.0435 | 2.3856 | 2.034 | 2.9604 | 4.3025 | 3.6596 | 4.9126 | 2.2907 | 2.1653 | 2.8963 | 2.5063 | 2.7111 | 5.3015 | 2.8503 | 3.5128
996 | 1.7129 | 4.217 | 2.1089 | 2.7698 | 2.1551 | 3.344 | 2.7238 | 3.0952 | 2.7659 | 6.1852 | 3.171 | 4.3052 | 3.6676 | 9.0192 | 4.6516 | 6.0416 | 3.1047 | 2.8589 | 4.8684 | 2.9579 | 4.1083 | 5.9499 | 6.3276 | 5.4381 | 4.1741 | 4.1395 | 7.1129 | 3.5143 | 5.7046 | 2.7633 | 3.5195 | 2.7745 | 4.8875 | 3.7222 | 2.9497 | 4.7089 | 7.0163 | 5.9535 | 8.1577 | 3.5514 | 3.4009 | 4.8145 | 3.8567 | 4.0448 | 8.7156 | 4.4773 | 5.8787 | 2.7877 | 2.5727 | 4.4406 | 2.6269 | 3.6261 | 5.3496 | 5.5369 | 4.7868 | 3.6545 | 3.6435 | 6.2343 | 3.1127 | 5.0104 | 2.4907 | 3.1522 | 2.4679 | 4.3178 | 3.3137 | 2.6929 | 4.1891 | 6.1715 | 5.2417 | 7.1402 | 3.1625 | 3.0185 | 4.1891 | 3.4267 | 3.6543 | 7.6451 | 3.9901 | 5.1171 | 2.4603 | 2.2764 | 3.8993 | 2.3163 | 3.1479 | 4.6769 | 4.8371 | 4.1631 | 3.2262 | 3.1825 | 5.4279 | 2.7205 | 4.3454 | 2.2165 | 2.8258 | 2.1723 | 3.7683 | 2.9206 | 2.4218 | 3.6614 | 5.3601 | 4.5533 | 6.1676 | 2.7934 | 2.654 | 3.6227 | 3.0385 | 3.2605 | 6.6295 | 3.5039 | 4.4083 | 2.0127 | 1.8708 | 3.1791 | 1.8994 | 2.5224 | 3.7871 | 3.9146 | 3.3553 | 2.6527 | 2.5719 | 4.3753 | 2.2039 | 3.4899 | 1.8376 | 2.3721 | 1.7815 | 3.0499 | 2.3906 | 2.0384 | 2.9662 | 4.311 | 3.6667 | 4.9223 | 2.2953 | 2.1699 | 2.9024 | 2.5111 | 2.7169 | 5.3126 | 2.8556 | 3.5203
997 | 1.7162 | 4.2224 | 2.1129 | 2.7751 | 2.1607 | 3.3505 | 2.7292 | 3.1014 | 2.7724 | 6.1939 | 3.1778 | 4.3139 | 3.6757 | 9.0319 | 4.6612 | 6.0537 | 3.1111 | 2.8648 | 4.8786 | 2.9641 | 4.1164 | 5.9604 | 6.3408 | 5.4484 | 4.1828 | 4.1476 | 7.1278 | 3.5215 | 5.7168 | 2.7691 | 3.5269 | 2.7802 | 4.8978 | 3.7298 | 2.9559 | 4.7179 | 7.0301 | 5.9648 | 8.1728 | 3.5584 | 3.4081 | 4.8244 | 3.8639 | 4.0532 | 8.7326 | 4.4853 | 5.891 | 2.7934 | 2.578 | 4.45 | 2.6324 | 3.6333 | 5.3591 | 5.5485 | 4.7959 | 3.6621 | 3.6507 | 6.2474 | 3.1191 | 5.0211 | 2.496 | 3.1589 | 2.4731 | 4.3269 | 3.3205 | 2.6986 | 4.1972 | 6.1836 | 5.2517 | 7.1537 | 3.1688 | 3.0249 | 4.1978 | 3.4331 | 3.6619 | 7.6603 | 3.9974 | 5.1278 | 2.4654 | 2.2812 | 3.9075 | 2.3212 | 3.1541 | 4.6853 | 4.8472 | 4.1711 | 3.233 | 3.1888 | 5.4393 | 2.7261 | 4.3546 | 2.2212 | 2.8318 | 2.1769 | 3.7762 | 2.9267 | 2.427 | 3.6685 | 5.3707 | 4.562 | 6.1794 | 2.799 | 2.6596 | 3.6302 | 3.0443 | 3.2674 | 6.643 | 3.5103 | 4.4176 | 2.0169 | 1.8748 | 3.1859 | 1.9035 | 2.5275 | 3.7939 | 3.9229 | 3.3617 | 2.6584 | 2.5769 | 4.3845 | 2.2085 | 3.4972 | 1.8415 | 2.3773 | 1.7853 | 3.0564 | 2.3957 | 2.0428 | 2.972 | 4.3195 | 3.6737 | 4.9319 | 2.3 | 2.1746 | 2.9085 | 2.5158 | 2.7226 | 5.3237 | 2.8609 | 3.5277
998 | 1.7194 | 4.2278 | 2.1169 | 2.7804 | 2.1664 | 3.357 | 2.7347 | 3.1076 | 2.779 | 6.2026 | 3.1845 | 4.3226 | 3.6838 | 9.0446 | 4.6708 | 6.0658 | 3.1175 | 2.8707 | 4.8889 | 2.9704 | 4.1244 | 5.9709 | 6.3539 | 5.4587 | 4.1915 | 4.1558 | 7.1426 | 3.5286 | 5.729 | 2.7749 | 3.5344 | 2.7859 | 4.908 | 3.7374 | 2.9622 | 4.7269 | 7.0439 | 5.9761 | 8.1878 | 3.5655 | 3.4153 | 4.8343 | 3.8711 | 4.0616 | 8.7497 | 4.4933 | 5.9033 | 2.7992 | 2.5834 | 4.4593 | 2.638 | 3.6404 | 5.3685 | 5.5601 | 4.805 | 3.6698 | 3.6579 | 6.2605 | 3.1254 | 5.0317 | 2.5012 | 3.1656 | 2.4782 | 4.3359 | 3.3274 | 2.7043 | 4.2052 | 6.1957 | 5.2617 | 7.1671 | 3.1751 | 3.0313 | 4.2065 | 3.4396 | 3.6695 | 7.6756 | 4.0046 | 5.1386 | 2.4705 | 2.2859 | 3.9158 | 2.3261 | 3.1604 | 4.6936 | 4.8574 | 4.179 | 3.2398 | 3.195 | 5.4507 | 2.7316 | 4.3638 | 2.2259 | 2.8379 | 2.1815 | 3.7841 | 2.9328 | 2.4322 | 3.6756 | 5.3812 | 4.5707 | 6.1913 | 2.8046 | 2.6653 | 3.6378 | 3.05 | 3.2742 | 6.6565 | 3.5167 | 4.4269 | 2.0211 | 1.8787 | 3.1927 | 1.9075 | 2.5327 | 3.8007 | 3.9312 | 3.3682 | 2.6641 | 2.582 | 4.3938 | 2.213 | 3.5046 | 1.8455 | 2.3824 | 1.7891 | 3.0628 | 2.4007 | 2.0472 | 2.9778 | 4.328 | 3.6808 | 4.9416 | 2.3046 | 2.1792 | 2.9147 | 2.5206 | 2.7283 | 5.3348 | 2.8662 | 3.5352
999 | 1.7227 | 4.2333 | 2.121 | 2.7857 | 2.172 | 3.3635 | 2.7401 | 3.1138 | 2.7855 | 6.2113 | 3.1913 | 4.3313 | 3.6919 | 9.0573 | 4.6804 | 6.0779 | 3.124 | 2.8766 | 4.8991 | 2.9766 | 4.1324 | 5.9814 | 6.3671 | 5.469 | 4.2002 | 4.164 | 7.1575 | 3.5358 | 5.7413 | 2.7807 | 3.5418 | 2.7917 | 4.9182 | 3.745 | 2.9685 | 4.7358 | 7.0576 | 5.9874 | 8.2029 | 3.5725 | 3.4225 | 4.8442 | 3.8783 | 4.07 | 8.7667 | 4.5014 | 5.9156 | 2.8049 | 2.5887 | 4.4687 | 2.6435 | 3.6476 | 5.378 | 5.5717 | 4.8141 | 3.6774 | 3.6651 | 6.2735 | 3.1318 | 5.0424 | 2.5065 | 3.1724 | 2.4834 | 4.345 | 3.3343 | 2.7101 | 4.2132 | 6.2078 | 5.2717 | 7.1806 | 3.1815 | 3.0377 | 4.2152 | 3.446 | 3.6772 | 7.6908 | 4.0118 | 5.1494 | 2.4757 | 2.2907 | 3.924 | 2.331 | 3.1667 | 4.7019 | 4.8676 | 4.187 | 3.2467 | 3.2013 | 5.4621 | 2.7372 | 4.3731 | 2.2306 | 2.8439 | 2.186 | 3.792 | 2.9389 | 2.4373 | 3.6826 | 5.3917 | 4.5793 | 6.2031 | 2.8103 | 2.6709 | 3.6454 | 3.0557 | 3.281 | 6.67 | 3.5232 | 4.4363 | 2.0254 | 1.8827 | 3.1995 | 1.9116 | 2.5378 | 3.8075 | 3.9396 | 3.3746 | 2.6698 | 2.5871 | 4.403 | 2.2175 | 3.512 | 1.8494 | 2.3875 | 1.793 | 3.0693 | 2.4058 | 2.0516 | 2.9837 | 4.3364 | 3.6878 | 4.9513 | 2.3093 | 2.1839 | 2.9208 | 2.5253 | 2.7341 | 5.3459 | 2.8715 | 3.5426
1000 | 1.726 | 4.2387 | 2.125 | 2.791 | 2.1776 | 3.37 | 2.7456 | 3.12 | 2.792 | 6.22 | 3.198 | 4.34 | 3.7 | 9.07 | 4.69 | 6.09 | 3.1304 | 2.8825 | 4.9093 | 2.9828 | 4.1405 | 5.992 | 6.3803 | 5.4792 | 4.2089 | 4.1722 | 7.1724 | 3.5429 | 5.7535 | 2.7865 | 3.5492 | 2.7974 | 4.9285 | 3.7527 | 2.9747 | 4.7448 | 7.0714 | 5.9986 | 8.218 | 3.5796 | 3.4297 | 4.8542 | 3.8855 | 4.0784 | 8.7837 | 4.5094 | 5.9279 | 2.8107 | 2.594 | 4.478 | 2.6491 | 3.6548 | 5.3875 | 5.5833 | 4.8232 | 3.6851 | 3.6722 | 6.2866 | 3.1381 | 5.0531 | 2.5117 | 3.1791 | 2.4885 | 4.354 | 3.3411 | 2.7158 | 4.2213 | 6.2199 | 5.2817 | 7.194 | 3.1878 | 3.044 | 4.2239 | 3.4524 | 3.6848 | 7.706 | 4.019 | 5.1602 | 2.4808 | 2.2955 | 3.9323 | 2.3359 | 3.173 | 4.7102 | 4.8778 | 4.1949 | 3.2535 | 3.2076 | 5.4736 | 2.7428 | 4.3823 | 2.2353 | 2.85 | 2.1906 | 3.7999 | 2.9449 | 2.4425 | 3.6897 | 5.4022 | 4.588 | 6.2149 | 2.8159 | 2.6765 | 3.653 | 3.0614 | 3.2878 | 6.6834 | 3.5296 | 4.4456 | 2.0296 | 1.8867 | 3.2063 | 1.9156 | 2.5429 | 3.8143 | 3.9479 | 3.3811 | 2.6754 | 2.5922 | 4.4123 | 2.2221 | 3.5194 | 1.8533 | 2.3926 | 1.7968 | 3.0757 | 2.4108 | 2.056 | 2.9895 | 4.3449 | 3.6948 | 4.961 | 2.314 | 2.1885 | 2.9269 | 2.53 | 2.7398 | 5.3569 | 2.8768 | 3.55
1001 | 1.7295 | 4.2453 | 2.1294 | 2.7967 | 2.1833 | 3.3778 | 2.7523 | 3.1276 | 2.7992 | 6.2302 | 3.2064 | 4.3489 | 3.7092 | 9.0842 | 4.7018 | 6.1035 | 3.1385 | 2.8899 | 4.9226 | 2.9909 | 4.1501 | 6.0045 | 6.3974 | 5.492 | 4.2202 | 4.1826 | 7.1918 | 3.552 | 5.7697 | 2.794 | 3.5591 | 2.8048 | 4.942 | 3.7627 | 2.9831 | 4.756 | 7.0892 | 6.0129 | 8.2368 | 3.5885 | 3.4389 | 4.8675 | 3.8947 | 4.0895 | 8.8056 | 4.5192 | 5.9445 | 2.8181 | 2.6008 | 4.4902 | 2.6563 | 3.6634 | 5.3988 | 5.5984 | 4.8345 | 3.6951 | 3.6813 | 6.3037 | 3.1462 | 5.0672 | 2.5185 | 3.188 | 2.4951 | 4.3659 | 3.3501 | 2.7234 | 4.2313 | 6.2356 | 5.2943 | 7.211 | 3.1957 | 3.0523 | 4.2356 | 3.4607 | 3.6949 | 7.7257 | 4.0279 | 5.1748 | 2.4873 | 2.3015 | 3.9431 | 2.3423 | 3.1806 | 4.7202 | 4.8911 | 4.2048 | 3.2624 | 3.2155 | 5.4885 | 2.7499 | 4.3945 | 2.2414 | 2.8581 | 2.1966 | 3.8103 | 2.953 | 2.4495 | 3.6986 | 5.4158 | 4.5991 | 6.2299 | 2.823 | 2.6838 | 3.6632 | 3.0687 | 3.2969 | 6.7009 | 3.5374 | 4.4581 | 2.0349 | 1.8917 | 3.2152 | 1.9209 | 2.5492 | 3.8225 | 3.9588 | 3.3892 | 2.6829 | 2.5986 | 4.4244 | 2.2279 | 3.5291 | 1.8585 | 2.3994 | 1.8017 | 3.0842 | 2.4175 | 2.0619 | 2.9968 | 4.3559 | 3.7038 | 4.9733 | 2.3199 | 2.1945 | 2.9352 | 2.5361 | 2.7474 | 5.3714 | 2.8834 | 3.5601
1002 | 1.7331 | 4.2518 | 2.1337 | 2.8024 | 2.1889 | 3.3856 | 2.759 | 3.1352 | 2.8065 | 6.2404 | 3.2148 | 4.3578 | 3.7185 | 9.0984 | 4.7135 | 6.117 | 3.1467 | 2.8974 | 4.9359 | 2.999 | 4.1598 | 6.017 | 6.4145 | 5.5047 | 4.2316 | 4.1929 | 7.2112 | 3.5611 | 5.786 | 2.8016 | 3.569 | 2.8122 | 4.9555 | 3.7727 | 2.9914 | 4.7672 | 7.1071 | 6.0271 | 8.2557 | 3.5974 | 3.4482 | 4.8809 | 3.9039 | 4.1007 | 8.8275 | 4.529 | 5.9611 | 2.8254 | 2.6076 | 4.5024 | 2.6635 | 3.672 | 5.4101 | 5.6135 | 4.8458 | 3.7052 | 3.6904 | 6.3208 | 3.1543 | 5.0814 | 2.5254 | 3.1969 | 2.5018 | 4.3778 | 3.3592 | 2.7311 | 4.2414 | 6.2513 | 5.307 | 7.2279 | 3.2037 | 3.0606 | 4.2474 | 3.4689 | 3.705 | 7.7454 | 4.0367 | 5.1893 | 2.4938 | 2.3076 | 3.9539 | 2.3486 | 3.1882 | 4.7301 | 4.9044 | 4.2147 | 3.2714 | 3.2234 | 5.5034 | 2.757 | 4.4067 | 2.2476 | 2.8661 | 2.2025 | 3.8208 | 2.961 | 2.4564 | 3.7074 | 5.4294 | 4.6101 | 6.245 | 2.8301 | 2.6911 | 3.6734 | 3.076 | 3.306 | 6.7184 | 3.5453 | 4.4707 | 2.0403 | 1.8968 | 3.2241 | 1.9261 | 2.5555 | 3.8307 | 3.9697 | 3.3973 | 2.6904 | 2.6051 | 4.4366 | 2.2337 | 3.5389 | 1.8637 | 2.4063 | 1.8067 | 3.0927 | 2.4242 | 2.0679 | 3.0041 | 4.3668 | 3.7127 | 4.9857 | 2.3257 | 2.2005 | 2.9435 | 2.5421 | 2.7551 | 5.3859 | 2.8899 | 3.5702
1003 | 1.7366 | 4.2584 | 2.1381 | 2.8082 | 2.1946 | 3.3934 | 2.7657 | 3.1428 | 2.8137 | 6.2506 | 3.2233 | 4.3666 | 3.7277 | 9.1126 | 4.7253 | 6.1305 | 3.1549 | 2.9048 | 4.9492 | 3.0071 | 4.1695 | 6.0296 | 6.4317 | 5.5175 | 4.243 | 4.2033 | 7.2306 | 3.5702 | 5.8023 | 2.8091 | 3.5788 | 2.8196 | 4.969 | 3.7827 | 2.9998 | 4.7784 | 7.1249 | 6.0413 | 8.2746 | 3.6063 | 3.4575 | 4.8942 | 3.9132 | 4.1118 | 8.8493 | 4.5388 | 5.9777 | 2.8328 | 2.6143 | 4.5145 | 2.6707 | 3.6807 | 5.4214 | 5.6286 | 4.8571 | 3.7152 | 3.6995 | 6.3378 | 3.1623 | 5.0956 | 2.5322 | 3.2058 | 2.5085 | 4.3898 | 3.3682 | 2.7388 | 4.2514 | 6.2669 | 5.3197 | 7.2449 | 3.2117 | 3.0688 | 4.2591 | 3.4771 | 3.7151 | 7.765 | 4.0456 | 5.2039 | 2.5003 | 2.3136 | 3.9646 | 2.355 | 3.1959 | 4.7401 | 4.9176 | 4.2246 | 3.2803 | 3.2313 | 5.5183 | 2.7641 | 4.4189 | 2.2537 | 2.8742 | 2.2084 | 3.8312 | 2.969 | 2.4634 | 3.7163 | 5.443 | 4.6212 | 6.26 | 2.8372 | 2.6984 | 3.6837 | 3.0833 | 3.315 | 6.7359 | 3.5532 | 4.4833 | 2.0457 | 1.9019 | 3.233 | 1.9314 | 2.5618 | 3.8389 | 3.9805 | 3.4053 | 2.6978 | 2.6115 | 4.4487 | 2.2395 | 3.5487 | 1.8688 | 2.4131 | 1.8116 | 3.1012 | 2.4309 | 2.0738 | 3.0114 | 4.3777 | 3.7216 | 4.998 | 2.3316 | 2.2065 | 2.9518 | 2.5482 | 2.7628 | 5.4004 | 2.8965 | 3.5802
1004 | 1.7402 | 4.265 | 2.1424 | 2.8139 | 2.2002 | 3.4012 | 2.7724 | 3.1504 | 2.821 | 6.2608 | 3.2317 | 4.3755 | 3.737 | 9.1268 | 4.737 | 6.144 | 3.1631 | 2.9123 | 4.9625 | 3.0151 | 4.1791 | 6.0421 | 6.4488 | 5.5302 | 4.2543 | 4.2137 | 7.25 | 3.5793 | 5.8186 | 2.8167 | 3.5887 | 2.827 | 4.9825 | 3.7927 | 3.0081 | 4.7896 | 7.1427 | 6.0556 | 8.2935 | 3.6151 | 3.4667 | 4.9076 | 3.9224 | 4.123 | 8.8712 | 4.5486 | 5.9943 | 2.8402 | 2.6211 | 4.5267 | 2.6779 | 3.6893 | 5.4327 | 5.6437 | 4.8684 | 3.7252 | 3.7086 | 6.3549 | 3.1704 | 5.1098 | 2.5391 | 3.2147 | 2.5151 | 4.4017 | 3.3772 | 2.7464 | 4.2614 | 6.2826 | 5.3323 | 7.2619 | 3.2197 | 3.0771 | 4.2708 | 3.4854 | 3.7252 | 7.7847 | 4.0544 | 5.2185 | 2.5068 | 2.3197 | 3.9754 | 2.3613 | 3.2035 | 4.75 | 4.9309 | 4.2345 | 3.2892 | 3.2392 | 5.5333 | 2.7712 | 4.4311 | 2.2598 | 2.8822 | 2.2144 | 3.8417 | 2.9771 | 2.4703 | 3.7251 | 5.4566 | 4.6322 | 6.275 | 2.8443 | 2.7057 | 3.6939 | 3.0906 | 3.3241 | 6.7534 | 3.5611 | 4.4959 | 2.0511 | 1.907 | 3.2419 | 1.9366 | 2.5681 | 3.8471 | 3.9914 | 3.4134 | 2.7053 | 2.6179 | 4.4608 | 2.2453 | 3.5584 | 1.874 | 2.4199 | 1.8166 | 3.1097 | 2.4376 | 2.0797 | 3.0187 | 4.3887 | 3.7305 | 5.0104 | 2.3375 | 2.2125 | 2.9601 | 2.5542 | 2.7704 | 5.4149 | 2.9031 | 3.5903
1005 | 1.7437 | 4.2716 | 2.1468 | 2.8196 | 2.2059 | 3.409 | 2.779 | 3.158 | 2.8282 | 6.271 | 3.2401 | 4.3844 | 3.7462 | 9.141 | 4.7488 | 6.1575 | 3.1713 | 2.9198 | 4.9758 | 3.0232 | 4.1888 | 6.0547 | 6.4659 | 5.5429 | 4.2657 | 4.2241 | 7.2694 | 3.5884 | 5.8349 | 2.8242 | 3.5985 | 2.8344 | 4.996 | 3.8027 | 3.0165 | 4.8008 | 7.1606 | 6.0698 | 8.3124 | 3.624 | 3.476 | 4.9209 | 3.9316 | 4.1341 | 8.8931 | 4.5584 | 6.0109 | 2.8475 | 2.6279 | 4.5389 | 2.6851 | 3.6979 | 5.444 | 5.6588 | 4.8798 | 3.7353 | 3.7177 | 6.372 | 3.1785 | 5.124 | 2.5459 | 3.2236 | 2.5218 | 4.4136 | 3.3862 | 2.7541 | 4.2715 | 6.2983 | 5.345 | 7.2788 | 3.2276 | 3.0854 | 4.2825 | 3.4936 | 3.7353 | 7.8043 | 4.0633 | 5.2331 | 2.5133 | 2.3257 | 3.9862 | 2.3677 | 3.2111 | 4.76 | 4.9442 | 4.2444 | 3.2982 | 3.2471 | 5.5482 | 2.7783 | 4.4433 | 2.266 | 2.8903 | 2.2203 | 3.8521 | 2.9851 | 2.4773 | 3.734 | 5.4702 | 4.6432 | 6.29 | 2.8514 | 2.713 | 3.7041 | 3.0979 | 3.3332 | 6.7709 | 3.569 | 4.5085 | 2.0565 | 1.912 | 3.2508 | 1.9419 | 2.5743 | 3.8553 | 4.0023 | 3.4215 | 2.7128 | 2.6244 | 4.4729 | 2.2511 | 3.5682 | 1.8792 | 2.4267 | 1.8216 | 3.1182 | 2.4443 | 2.0856 | 3.026 | 4.3996 | 3.7395 | 5.0228 | 2.3434 | 2.2185 | 2.9685 | 2.5603 | 2.7781 | 5.4294 | 2.9097 | 3.6004
1006 | 1.7472 | 4.2782 | 2.1512 | 2.8253 | 2.2115 | 3.4168 | 2.7857 | 3.1656 | 2.8354 | 6.2812 | 3.2485 | 4.3933 | 3.7554 | 9.1552 | 4.7606 | 6.171 | 3.1794 | 2.9272 | 4.9891 | 3.0313 | 4.1984 | 6.0672 | 6.483 | 5.5557 | 4.277 | 4.2345 | 7.2888 | 3.5975 | 5.8511 | 2.8318 | 3.6084 | 2.8419 | 5.0095 | 3.8127 | 3.0248 | 4.812 | 7.1784 | 6.084 | 8.3313 | 3.6329 | 3.4852 | 4.9343 | 3.9408 | 4.1453 | 8.9149 | 4.5682 | 6.0275 | 2.8549 | 2.6346 | 4.5511 | 2.6922 | 3.7066 | 5.4553 | 5.6739 | 4.8911 | 3.7453 | 3.7268 | 6.3891 | 3.1866 | 5.1382 | 2.5528 | 3.2325 | 2.5285 | 4.4255 | 3.3952 | 2.7618 | 4.2815 | 6.3139 | 5.3576 | 7.2958 | 3.2356 | 3.0936 | 4.2943 | 3.5018 | 3.7454 | 7.824 | 4.0722 | 5.2476 | 2.5198 | 2.3318 | 3.9969 | 2.3741 | 3.2187 | 4.77 | 4.9575 | 4.2543 | 3.3071 | 3.2551 | 5.5631 | 2.7854 | 4.4555 | 2.2721 | 2.8983 | 2.2263 | 3.8625 | 2.9931 | 2.4842 | 3.7428 | 5.4838 | 4.6543 | 6.305 | 2.8585 | 2.7202 | 3.7143 | 3.1052 | 3.3423 | 6.7883 | 3.5769 | 4.5211 | 2.0619 | 1.9171 | 3.2597 | 1.9471 | 2.5806 | 3.8634 | 4.0132 | 3.4296 | 2.7203 | 2.6308 | 4.485 | 2.2569 | 3.578 | 1.8843 | 2.4336 | 1.8265 | 3.1266 | 2.451 | 2.0916 | 3.0333 | 4.4105 | 3.7484 | 5.0351 | 2.3493 | 2.2245 | 2.9768 | 2.5664 | 2.7858 | 5.4438 | 2.9162 | 3.6104
1007 | 1.7508 | 4.2848 | 2.1555 | 2.831 | 2.2172 | 3.4246 | 2.7924 | 3.1732 | 2.8427 | 6.2914 | 3.2569 | 4.4022 | 3.7647 | 9.1694 | 4.7723 | 6.1845 | 3.1876 | 2.9347 | 5.0024 | 3.0393 | 4.2081 | 6.0798 | 6.5002 | 5.5684 | 4.2884 | 4.2448 | 7.3082 | 3.6066 | 5.8674 | 2.8393 | 3.6182 | 2.8493 | 5.023 | 3.8227 | 3.0332 | 4.8232 | 7.1962 | 6.0983 | 8.3502 | 3.6418 | 3.4945 | 4.9476 | 3.95 | 4.1564 | 8.9368 | 4.578 | 6.0441 | 2.8622 | 2.6414 | 4.5632 | 2.6994 | 3.7152 | 5.4666 | 5.689 | 4.9024 | 3.7553 | 3.7359 | 6.4061 | 3.1947 | 5.1523 | 2.5596 | 3.2414 | 2.5351 | 4.4374 | 3.4043 | 2.7694 | 4.2915 | 6.3296 | 5.3703 | 7.3127 | 3.2436 | 3.1019 | 4.306 | 3.51 | 3.7555 | 7.8437 | 4.081 | 5.2622 | 2.5264 | 2.3378 | 4.0077 | 2.3804 | 3.2264 | 4.7799 | 4.9708 | 4.2641 | 3.3161 | 3.263 | 5.5781 | 2.7925 | 4.4678 | 2.2783 | 2.9064 | 2.2322 | 3.873 | 3.0011 | 2.4912 | 3.7517 | 5.4974 | 4.6653 | 6.32 | 2.8656 | 2.7275 | 3.7246 | 3.1125 | 3.3513 | 6.8058 | 3.5847 | 4.5337 | 2.0673 | 1.9222 | 3.2686 | 1.9524 | 2.5869 | 3.8716 | 4.0241 | 3.4376 | 2.7277 | 2.6373 | 4.4972 | 2.2626 | 3.5877 | 1.8895 | 2.4404 | 1.8315 | 3.1351 | 2.4577 | 2.0975 | 3.0406 | 4.4215 | 3.7573 | 5.0475 | 2.3552 | 2.2305 | 2.9851 | 2.5724 | 2.7934 | 5.4583 | 2.9228 | 3.6205
1008 | 1.7543 | 4.2914 | 2.1599 | 2.8368 | 2.2228 | 3.4324 | 2.7991 | 3.1808 | 2.8499 | 6.3016 | 3.2654 | 4.411 | 3.7739 | 9.1836 | 4.7841 | 6.198 | 3.1958 | 2.9421 | 5.0157 | 3.0474 | 4.2178 | 6.0923 | 6.5173 | 5.5811 | 4.2998 | 4.2552 | 7.3276 | 3.6158 | 5.8837 | 2.8469 | 3.6281 | 2.8567 | 5.0365 | 3.8328 | 3.0415 | 4.8344 | 7.214 | 6.1125 | 8.3691 | 3.6507 | 3.5037 | 4.961 | 3.9593 | 4.1676 | 8.9586 | 4.5877 | 6.0607 | 2.8696 | 2.6481 | 4.5754 | 2.7066 | 3.7238 | 5.4779 | 5.7041 | 4.9137 | 3.7654 | 3.745 | 6.4232 | 3.2028 | 5.1665 | 2.5664 | 3.2503 | 2.5418 | 4.4494 | 3.4133 | 2.7771 | 4.3016 | 6.3453 | 5.383 | 7.3297 | 3.2515 | 3.1101 | 4.3177 | 3.5183 | 3.7656 | 7.8633 | 4.0899 | 5.2768 | 2.5329 | 2.3439 | 4.0185 | 2.3868 | 3.234 | 4.7899 | 4.9841 | 4.274 | 3.325 | 3.2709 | 5.593 | 2.7996 | 4.48 | 2.2844 | 2.9144 | 2.2381 | 3.8834 | 3.0092 | 2.4981 | 3.7605 | 5.511 | 4.6763 | 6.335 | 2.8727 | 2.7348 | 3.7348 | 3.1198 | 3.3604 | 6.8233 | 3.5926 | 4.5463 | 2.0727 | 1.9272 | 3.2775 | 1.9576 | 2.5932 | 3.8798 | 4.035 | 3.4457 | 2.7352 | 2.6437 | 4.5093 | 2.2684 | 3.5975 | 1.8947 | 2.4472 | 1.8365 | 3.1436 | 2.4644 | 2.1034 | 3.0479 | 4.4324 | 3.7662 | 5.0598 | 2.3611 | 2.2365 | 2.9934 | 2.5785 | 2.8011 | 5.4728 | 2.9294 | 3.6306
1009 | 1.7579 | 4.2979 | 2.1642 | 2.8425 | 2.2284 | 3.4402 | 2.8058 | 3.1884 | 2.8572 | 6.3118 | 3.2738 | 4.4199 | 3.7832 | 9.1978 | 4.7958 | 6.2115 | 3.204 | 2.9496 | 5.029 | 3.0555 | 4.2274 | 6.1049 | 6.5344 | 5.5939 | 4.3111 | 4.2656 | 7.347 | 3.6249 | 5.9 | 2.8544 | 3.638 | 2.8641 | 5.05 | 3.8428 | 3.0499 | 4.8456 | 7.2319 | 6.1267 | 8.3879 | 3.6596 | 3.513 | 4.9743 | 3.9685 | 4.1787 | 8.9805 | 4.5975 | 6.0773 | 2.877 | 2.6549 | 4.5876 | 2.7138 | 3.7325 | 5.4892 | 5.7192 | 4.925 | 3.7754 | 3.7541 | 6.4403 | 3.2108 | 5.1807 | 2.5733 | 3.2592 | 2.5484 | 4.4613 | 3.4223 | 2.7848 | 4.3116 | 6.361 | 5.3956 | 7.3467 | 3.2595 | 3.1184 | 4.3294 | 3.5265 | 3.7757 | 7.883 | 4.0987 | 5.2914 | 2.5394 | 2.35 | 4.0293 | 2.3931 | 3.2416 | 4.7998 | 4.9974 | 4.2839 | 3.334 | 3.2788 | 5.6079 | 2.8067 | 4.4922 | 2.2906 | 2.9225 | 2.2441 | 3.8938 | 3.0172 | 2.5051 | 3.7694 | 5.5246 | 4.6874 | 6.35 | 2.8798 | 2.7421 | 3.745 | 3.1271 | 3.3695 | 6.8408 | 3.6005 | 4.5589 | 2.0781 | 1.9323 | 3.2864 | 1.9629 | 2.5995 | 3.888 | 4.0459 | 3.4538 | 2.7427 | 2.6501 | 4.5214 | 2.2742 | 3.6072 | 1.8998 | 2.4541 | 1.8414 | 3.1521 | 2.4711 | 2.1093 | 3.0552 | 4.4433 | 3.7752 | 5.0722 | 2.367 | 2.2425 | 3.0017 | 2.5845 | 2.8088 | 5.4873 | 2.936 | 3.6406
1010 | 1.7614 | 4.3045 | 2.1686 | 2.8482 | 2.2341 | 3.448 | 2.8125 | 3.196 | 2.8644 | 6.322 | 3.2822 | 4.4288 | 3.7924 | 9.212 | 4.8076 | 6.225 | 3.2121 | 2.957 | 5.0423 | 3.0635 | 4.2371 | 6.1174 | 6.5516 | 5.6066 | 4.3225 | 4.276 | 7.3664 | 3.634 | 5.9162 | 2.862 | 3.6478 | 2.8715 | 5.0635 | 3.8528 | 3.0582 | 4.8568 | 7.2497 | 6.141 | 8.4068 | 3.6684 | 3.5223 | 4.9877 | 3.9777 | 4.1898 | 9.0024 | 4.6073 | 6.0939 | 2.8843 | 2.6617 | 4.5998 | 2.721 | 3.7411 | 5.5005 | 5.7343 | 4.9363 | 3.7854 | 3.7632 | 6.4573 | 3.2189 | 5.1949 | 2.5801 | 3.2681 | 2.5551 | 4.4732 | 3.4313 | 2.7924 | 4.3217 | 6.3766 | 5.4083 | 7.3636 | 3.2675 | 3.1267 | 4.3412 | 3.5347 | 3.7858 | 7.9026 | 4.1076 | 5.3059 | 2.5459 | 2.356 | 4.04 | 2.3995 | 3.2492 | 4.8098 | 5.0107 | 4.2938 | 3.3429 | 3.2867 | 5.6228 | 2.8138 | 4.5044 | 2.2967 | 2.9305 | 2.25 | 3.9043 | 3.0252 | 2.512 | 3.7782 | 5.5382 | 4.6984 | 6.365 | 2.8869 | 2.7494 | 3.7553 | 3.1344 | 3.3785 | 6.8583 | 3.6084 | 4.5715 | 2.0835 | 1.9374 | 3.2953 | 1.9681 | 2.6057 | 3.8962 | 4.0568 | 3.4619 | 2.7502 | 2.6566 | 4.5335 | 2.28 | 3.617 | 1.905 | 2.4609 | 1.8464 | 3.1606 | 2.4778 | 2.1153 | 3.0625 | 4.4543 | 3.7841 | 5.0845 | 2.3729 | 2.2486 | 3.01 | 2.5906 | 2.8164 | 5.5018 | 2.9425 | 3.6507
1011 | 1.7649 | 4.3111 | 2.173 | 2.8539 | 2.2397 | 3.4558 | 2.8192 | 3.2036 | 2.8716 | 6.3322 | 3.2906 | 4.4377 | 3.8016 | 9.2262 | 4.8194 | 6.2385 | 3.2203 | 2.9645 | 5.0556 | 3.0716 | 4.2467 | 6.1299 | 6.5687 | 5.6193 | 4.3338 | 4.2864 | 7.3858 | 3.6431 | 5.9325 | 2.8695 | 3.6577 | 2.8789 | 5.0769 | 3.8628 | 3.0666 | 4.868 | 7.2675 | 6.1552 | 8.4257 | 3.6773 | 3.5315 | 5.001 | 3.9869 | 4.201 | 9.0242 | 4.6171 | 6.1105 | 2.8917 | 2.6684 | 4.612 | 2.7282 | 3.7497 | 5.5118 | 5.7494 | 4.9476 | 3.7955 | 3.7723 | 6.4744 | 3.227 | 5.2091 | 2.587 | 3.277 | 2.5618 | 4.4851 | 3.4404 | 2.8001 | 4.3317 | 6.3923 | 5.4209 | 7.3806 | 3.2755 | 3.1349 | 4.3529 | 3.5429 | 3.7959 | 7.9223 | 4.1164 | 5.3205 | 2.5524 | 2.3621 | 4.0508 | 2.4058 | 3.2569 | 4.8197 | 5.024 | 4.3037 | 3.3519 | 3.2946 | 5.6378 | 2.8209 | 4.5166 | 2.3028 | 2.9386 | 2.256 | 3.9147 | 3.0333 | 2.519 | 3.7871 | 5.5518 | 4.7095 | 6.3801 | 2.894 | 2.7567 | 3.7655 | 3.1417 | 3.3876 | 6.8758 | 3.6163 | 4.5841 | 2.0889 | 1.9425 | 3.3042 | 1.9734 | 2.612 | 3.9044 | 4.0677 | 3.4699 | 2.7576 | 2.663 | 4.5457 | 2.2858 | 3.6268 | 1.9102 | 2.4677 | 1.8513 | 3.1691 | 2.4845 | 2.1212 | 3.0698 | 4.4652 | 3.793 | 5.0969 | 2.3788 | 2.2546 | 3.0183 | 2.5966 | 2.8241 | 5.5163 | 2.9491 | 3.6608
1012 | 1.7685 | 4.3177 | 2.1773 | 2.8596 | 2.2454 | 3.4636 | 2.8259 | 3.2112 | 2.8789 | 6.3424 | 3.299 | 4.4466 | 3.8109 | 9.2404 | 4.8311 | 6.252 | 3.2285 | 2.9719 | 5.0689 | 3.0797 | 4.2564 | 6.1425 | 6.5858 | 5.6321 | 4.3452 | 4.2967 | 7.4052 | 3.6522 | 5.9488 | 2.8771 | 3.6675 | 2.8863 | 5.0904 | 3.8728 | 3.0749 | 4.8792 | 7.2854 | 6.1694 | 8.4446 | 3.6862 | 3.5408 | 5.0144 | 3.9961 | 4.2121 | 9.0461 | 4.6269 | 6.1271 | 2.8991 | 2.6752 | 4.6241 | 2.7354 | 3.7584 | 5.5231 | 5.7645 | 4.9589 | 3.8055 | 3.7814 | 6.4915 | 3.2351 | 5.2232 | 2.5938 | 3.2859 | 2.5684 | 4.497 | 3.4494 | 2.8078 | 4.3417 | 6.408 | 5.4336 | 7.3976 | 3.2834 | 3.1432 | 4.3646 | 3.5512 | 3.806 | 7.942 | 4.1253 | 5.3351 | 2.5589 | 2.3681 | 4.0616 | 2.4122 | 3.2645 | 4.8297 | 5.0373 | 4.3136 | 3.3608 | 3.3026 | 5.6527 | 2.828 | 4.5288 | 2.309 | 2.9466 | 2.2619 | 3.9251 | 3.0413 | 2.5259 | 3.7959 | 5.5654 | 4.7205 | 6.3951 | 2.9011 | 2.764 | 3.7757 | 3.149 | 3.3967 | 6.8932 | 3.6242 | 4.5966 | 2.0942 | 1.9475 | 3.3131 | 1.9786 | 2.6183 | 3.9126 | 4.0786 | 3.478 | 2.7651 | 2.6695 | 4.5578 | 2.2916 | 3.6365 | 1.9153 | 2.4745 | 1.8563 | 3.1776 | 2.4912 | 2.1271 | 3.0771 | 4.4761 | 3.8019 | 5.1093 | 2.3847 | 2.2606 | 3.0266 | 2.6027 | 2.8318 | 5.5308 | 2.9557 | 3.6709
1013 | 1.772 | 4.3243 | 2.1817 | 2.8654 | 2.251 | 3.4714 | 2.8325 | 3.2188 | 2.8861 | 6.3526 | 3.3075 | 4.4554 | 3.8201 | 9.2546 | 4.8429 | 6.2655 | 3.2367 | 2.9794 | 5.0822 | 3.0877 | 4.266 | 6.155 | 6.6029 | 5.6448 | 4.3565 | 4.3071 | 7.4246 | 3.6613 | 5.9651 | 2.8846 | 3.6774 | 2.8937 | 5.1039 | 3.8828 | 3.0833 | 4.8904 | 7.3032 | 6.1837 | 8.4635 | 3.6951 | 3.55 | 5.0277 | 4.0053 | 4.2233 | 9.068 | 4.6367 | 6.1437 | 2.9064 | 2.682 | 4.6363 | 2.7426 | 3.767 | 5.5344 | 5.7796 | 4.9703 | 3.8155 | 3.7905 | 6.5086 | 3.2432 | 5.2374 | 2.6007 | 3.2948 | 2.5751 | 4.509 | 3.4584 | 2.8154 | 4.3518 | 6.4236 | 5.4462 | 7.4145 | 3.2914 | 3.1514 | 4.3763 | 3.5594 | 3.8161 | 7.9616 | 4.1341 | 5.3497 | 2.5654 | 2.3742 | 4.0723 | 2.4186 | 3.2721 | 4.8396 | 5.0506 | 4.3235 | 3.3697 | 3.3105 | 5.6676 | 2.8351 | 4.541 | 2.3151 | 2.9547 | 2.2678 | 3.9356 | 3.0493 | 2.5328 | 3.8047 | 5.579 | 4.7315 | 6.4101 | 2.9082 | 2.7712 | 3.7859 | 3.1563 | 3.4058 | 6.9107 | 3.6321 | 4.6092 | 2.0996 | 1.9526 | 3.322 | 1.9839 | 2.6246 | 3.9208 | 4.0895 | 3.4861 | 2.7726 | 2.6759 | 4.5699 | 2.2974 | 3.6463 | 1.9205 | 2.4814 | 1.8613 | 3.1861 | 2.4979 | 2.133 | 3.0844 | 4.4871 | 3.8109 | 5.1216 | 2.3906 | 2.2666 | 3.0349 | 2.6087 | 2.8394 | 5.5452 | 2.9623 | 3.6809
1014 | 1.7756 | 4.3309 | 2.186 | 2.8711 | 2.2567 | 3.4792 | 2.8392 | 3.2264 | 2.8934 | 6.3628 | 3.3159 | 4.4643 | 3.8294 | 9.2688 | 4.8546 | 6.279 | 3.2449 | 2.9868 | 5.0955 | 3.0958 | 4.2757 | 6.1676 | 6.6201 | 5.6575 | 4.3679 | 4.3175 | 7.444 | 3.6704 | 5.9813 | 2.8922 | 3.6872 | 2.9012 | 5.1174 | 3.8928 | 3.0916 | 4.9016 | 7.321 | 6.1979 | 8.4824 | 3.704 | 3.5593 | 5.0411 | 4.0146 | 4.2344 | 9.0898 | 4.6465 | 6.1603 | 2.9138 | 2.6887 | 4.6485 | 2.7498 | 3.7756 | 5.5457 | 5.7947 | 4.9816 | 3.8256 | 3.7996 | 6.5256 | 3.2513 | 5.2516 | 2.6075 | 3.3037 | 2.5817 | 4.5209 | 3.4674 | 2.8231 | 4.3618 | 6.4393 | 5.4589 | 7.4315 | 3.2994 | 3.1597 | 4.3881 | 3.5676 | 3.8263 | 7.9813 | 4.143 | 5.3642 | 2.572 | 2.3802 | 4.0831 | 2.4249 | 3.2797 | 4.8496 | 5.0638 | 4.3334 | 3.3787 | 3.3184 | 5.6826 | 2.8422 | 4.5532 | 2.3213 | 2.9627 | 2.2738 | 3.946 | 3.0573 | 2.5398 | 3.8136 | 5.5926 | 4.7426 | 6.4251 | 2.9153 | 2.7785 | 3.7962 | 3.1636 | 3.4148 | 6.9282 | 3.6399 | 4.6218 | 2.105 | 1.9577 | 3.3309 | 1.9892 | 2.6309 | 3.9289 | 4.1004 | 3.4942 | 2.7801 | 2.6823 | 4.582 | 2.3032 | 3.6561 | 1.9256 | 2.4882 | 1.8662 | 3.1946 | 2.5046 | 2.139 | 3.0917 | 4.498 | 3.8198 | 5.134 | 2.3965 | 2.2726 | 3.0432 | 2.6148 | 2.8471 | 5.5597 | 2.9688 | 3.691
1015 | 1.7791 | 4.3375 | 2.1904 | 2.8768 | 2.2623 | 3.487 | 2.8459 | 3.234 | 2.9006 | 6.373 | 3.3243 | 4.4732 | 3.8386 | 9.283 | 4.8664 | 6.2925 | 3.253 | 2.9943 | 5.1088 | 3.1039 | 4.2854 | 6.1801 | 6.6372 | 5.6703 | 4.3793 | 4.3279 | 7.4634 | 3.6795 | 5.9976 | 2.8997 | 3.6971 | 2.9086 | 5.1309 | 3.9028 | 3.1 | 4.9128 | 7.3388 | 6.2122 | 8.5013 | 3.7129 | 3.5685 | 5.0544 | 4.0238 | 4.2456 | 9.1117 | 4.6563 | 6.1769 | 2.9211 | 2.6955 | 4.6607 | 2.757 | 3.7843 | 5.557 | 5.8098 | 4.9929 | 3.8356 | 3.8087 | 6.5427 | 3.2594 | 5.2658 | 2.6144 | 3.3126 | 2.5884 | 4.5328 | 3.4764 | 2.8307 | 4.3718 | 6.455 | 5.4716 | 7.4485 | 3.3073 | 3.168 | 4.3998 | 3.5759 | 3.8364 | 8.0009 | 4.1519 | 5.3788 | 2.5785 | 2.3863 | 4.0939 | 2.4313 | 3.2874 | 4.8596 | 5.0771 | 4.3433 | 3.3876 | 3.3263 | 5.6975 | 2.8493 | 4.5655 | 2.3274 | 2.9708 | 2.2797 | 3.9564 | 3.0654 | 2.5467 | 3.8224 | 5.6062 | 4.7536 | 6.4401 | 2.9224 | 2.7858 | 3.8064 | 3.1709 | 3.4239 | 6.9457 | 3.6478 | 4.6344 | 2.1104 | 1.9628 | 3.3398 | 1.9944 | 2.6372 | 3.9371 | 4.1113 | 3.5022 | 2.7875 | 2.6888 | 4.5941 | 2.309 | 3.6658 | 1.9308 | 2.495 | 1.8712 | 3.2031 | 2.5113 | 2.1449 | 3.099 | 4.5089 | 3.8287 | 5.1463 | 2.4024 | 2.2786 | 3.0515 | 2.6208 | 2.8547 | 5.5742 | 2.9754 | 3.7011
1016 | 1.7826 | 4.3441 | 2.1948 | 2.8825 | 2.2679 | 3.4948 | 2.8526 | 3.2416 | 2.9078 | 6.3832 | 3.3327 | 4.4821 | 3.8478 | 9.2972 | 4.8782 | 6.306 | 3.2612 | 3.0017 | 5.1221 | 3.112 | 4.295 | 6.1927 | 6.6543 | 5.683 | 4.3906 | 4.3383 | 7.4828 | 3.6886 | 6.0139 | 2.9073 | 3.707 | 2.916 | 5.1444 | 3.9128 | 3.1083 | 4.924 | 7.3567 | 6.2264 | 8.5201 | 3.7217 | 3.5778 | 5.0678 | 4.033 | 4.2567 | 9.1335 | 4.6661 | 6.1935 | 2.9285 | 2.7023 | 4.6728 | 2.7641 | 3.7929 | 5.5683 | 5.8249 | 5.0042 | 3.8456 | 3.8178 | 6.5598 | 3.2674 | 5.28 | 2.6212 | 3.3215 | 2.5951 | 4.5447 | 3.4855 | 2.8384 | 4.3819 | 6.4707 | 5.4842 | 7.4654 | 3.3153 | 3.1762 | 4.4115 | 3.5841 | 3.8465 | 8.0206 | 4.1607 | 5.3934 | 2.585 | 2.3923 | 4.1047 | 2.4376 | 3.295 | 4.8695 | 5.0904 | 4.3532 | 3.3966 | 3.3342 | 5.7124 | 2.8564 | 4.5777 | 2.3335 | 2.9788 | 2.2857 | 3.9669 | 3.0734 | 2.5537 | 3.8313 | 5.6198 | 4.7646 | 6.4551 | 2.9295 | 2.7931 | 3.8166 | 3.1782 | 3.433 | 6.9632 | 3.6557 | 4.647 | 2.1158 | 1.9678 | 3.3487 | 1.9997 | 2.6434 | 3.9453 | 4.1221 | 3.5103 | 2.795 | 2.6952 | 4.6063 | 2.3148 | 3.6756 | 1.936 | 2.5018 | 1.8762 | 3.2116 | 2.518 | 2.1508 | 3.1063 | 4.5199 | 3.8376 | 5.1587 | 2.4083 | 2.2846 | 3.0598 | 2.6269 | 2.8624 | 5.5887 | 2.982 | 3.7111
1017 | 1.7862 | 4.3506 | 2.1991 | 2.8882 | 2.2736 | 3.5026 | 2.8593 | 3.2492 | 2.9151 | 6.3934 | 3.3411 | 4.491 | 3.8571 | 9.3114 | 4.8899 | 6.3195 | 3.2694 | 3.0092 | 5.1354 | 3.12 | 4.3047 | 6.2052 | 6.6715 | 5.6957 | 4.402 | 4.3486 | 7.5022 | 3.6977 | 6.0302 | 2.9148 | 3.7168 | 2.9234 | 5.1579 | 3.9228 | 3.1167 | 4.9352 | 7.3745 | 6.2406 | 8.539 | 3.7306 | 3.587 | 5.0811 | 4.0422 | 4.2678 | 9.1554 | 4.6759 | 6.2101 | 2.9359 | 2.709 | 4.685 | 2.7713 | 3.8015 | 5.5796 | 5.84 | 5.0155 | 3.8557 | 3.8269 | 6.5768 | 3.2755 | 5.2941 | 2.628 | 3.3304 | 2.6017 | 4.5566 | 3.4945 | 2.8461 | 4.3919 | 6.4863 | 5.4969 | 7.4824 | 3.3233 | 3.1845 | 4.4232 | 3.5923 | 3.8566 | 8.0402 | 4.1696 | 5.408 | 2.5915 | 2.3984 | 4.1154 | 2.444 | 3.3026 | 4.8795 | 5.1037 | 4.3631 | 3.4055 | 3.3421 | 5.7273 | 2.8635 | 4.5899 | 2.3397 | 2.9869 | 2.2916 | 3.9773 | 3.0814 | 2.5606 | 3.8401 | 5.6334 | 4.7757 | 6.4701 | 2.9366 | 2.8004 | 3.8269 | 3.1855 | 3.442 | 6.9807 | 3.6636 | 4.6596 | 2.1212 | 1.9729 | 3.3576 | 2.0049 | 2.6497 | 3.9535 | 4.133 | 3.5184 | 2.8025 | 2.7017 | 4.6184 | 2.3206 | 3.6853 | 1.9411 | 2.5087 | 1.8811 | 3.2201 | 2.5247 | 2.1567 | 3.1136 | 4.5308 | 3.8466 | 5.171 | 2.4142 | 2.2906 | 3.0681 | 2.6329 | 2.8701 | 5.6032 | 2.9886 | 3.7212
1018 | 1.7897 | 4.3572 | 2.2035 | 2.894 | 2.2792 | 3.5104 | 2.866 | 3.2568 | 2.9223 | 6.4036 | 3.3496 | 4.4998 | 3.8663 | 9.3256 | 4.9017 | 6.333 | 3.2776 | 3.0166 | 5.1487 | 3.1281 | 4.3143 | 6.2178 | 6.6886 | 5.7085 | 4.4133 | 4.359 | 7.5216 | 3.7068 | 6.0464 | 2.9224 | 3.7267 | 2.9308 | 5.1714 | 3.9329 | 3.125 | 4.9464 | 7.3923 | 6.2549 | 8.5579 | 3.7395 | 3.5963 | 5.0944 | 4.0514 | 4.279 | 9.1773 | 4.6857 | 6.2267 | 2.9432 | 2.7158 | 4.6972 | 2.7785 | 3.8102 | 5.5909 | 5.8551 | 5.0268 | 3.8657 | 3.836 | 6.5939 | 3.2836 | 5.3083 | 2.6349 | 3.3393 | 2.6084 | 4.5686 | 3.5035 | 2.8537 | 4.4019 | 6.502 | 5.5095 | 7.4994 | 3.3312 | 3.1927 | 4.435 | 3.6005 | 3.8667 | 8.0599 | 4.1784 | 5.4226 | 2.598 | 2.4045 | 4.1262 | 2.4504 | 3.3103 | 4.8894 | 5.117 | 4.373 | 3.4145 | 3.3501 | 5.7423 | 2.8706 | 4.6021 | 2.3458 | 2.9949 | 2.2975 | 3.9878 | 3.0895 | 2.5676 | 3.849 | 5.647 | 4.7867 | 6.4851 | 2.9437 | 2.8077 | 3.8371 | 3.1928 | 3.4511 | 6.9982 | 3.6715 | 4.6722 | 2.1266 | 1.978 | 3.3665 | 2.0102 | 2.656 | 3.9617 | 4.1439 | 3.5265 | 2.8099 | 2.7081 | 4.6305 | 2.3264 | 3.6951 | 1.9463 | 2.5155 | 1.8861 | 3.2285 | 2.5314 | 2.1627 | 3.1209 | 4.5417 | 3.8555 | 5.1834 | 2.4201 | 2.2966 | 3.0764 | 2.639 | 2.8777 | 5.6177 | 2.9951 | 3.7313
1019 | 1.7933 | 4.3638 | 2.2078 | 2.8997 | 2.2849 | 3.5182 | 2.8727 | 3.2644 | 2.9296 | 6.4138 | 3.358 | 4.5087 | 3.8756 | 9.3398 | 4.9134 | 6.3465 | 3.2858 | 3.0241 | 5.162 | 3.1362 | 4.324 | 6.2303 | 6.7057 | 5.7212 | 4.4247 | 4.3694 | 7.541 | 3.7159 | 6.0627 | 2.9299 | 3.7365 | 2.9382 | 5.1849 | 3.9429 | 3.1334 | 4.9576 | 7.4101 | 6.2691 | 8.5768 | 3.7484 | 3.6056 | 5.1078 | 4.0606 | 4.2901 | 9.1991 | 4.6955 | 6.2433 | 2.9506 | 2.7225 | 4.7094 | 2.7857 | 3.8188 | 5.6022 | 5.8702 | 5.0381 | 3.8757 | 3.8451 | 6.611 | 3.2917 | 5.3225 | 2.6417 | 3.3482 | 2.615 | 4.5805 | 3.5125 | 2.8614 | 4.412 | 6.5177 | 5.5222 | 7.5163 | 3.3392 | 3.201 | 4.4467 | 3.6088 | 3.8768 | 8.0796 | 4.1873 | 5.4371 | 2.6045 | 2.4105 | 4.137 | 2.4567 | 3.3179 | 4.8994 | 5.1303 | 4.3829 | 3.4234 | 3.358 | 5.7572 | 2.8777 | 4.6143 | 2.352 | 3.003 | 2.3035 | 3.9982 | 3.0975 | 2.5745 | 3.8578 | 5.6606 | 4.7977 | 6.5001 | 2.9508 | 2.815 | 3.8473 | 3.2001 | 3.4602 | 7.0156 | 3.6794 | 4.6848 | 2.132 | 1.983 | 3.3754 | 2.0154 | 2.6623 | 3.9699 | 4.1548 | 3.5346 | 2.8174 | 2.7145 | 4.6426 | 2.3322 | 3.7049 | 1.9515 | 2.5223 | 1.8911 | 3.237 | 2.5381 | 2.1686 | 3.1282 | 4.5527 | 3.8644 | 5.1958 | 2.426 | 2.3026 | 3.0847 | 2.645 | 2.8854 | 5.6322 | 3.0017 | 3.7413
1020 | 1.7968 | 4.3704 | 2.2122 | 2.9054 | 2.2905 | 3.526 | 2.8794 | 3.272 | 2.9368 | 6.424 | 3.3664 | 4.5176 | 3.8848 | 9.354 | 4.9252 | 6.36 | 3.2939 | 3.0315 | 5.1753 | 3.1442 | 4.3337 | 6.2429 | 6.7228 | 5.7339 | 4.4361 | 4.3798 | 7.5604 | 3.7251 | 6.079 | 2.9375 | 3.7464 | 2.9456 | 5.1984 | 3.9529 | 3.1417 | 4.9688 | 7.428 | 6.2833 | 8.5957 | 3.7573 | 3.6148 | 5.1211 | 4.0699 | 4.3013 | 9.221 | 4.7053 | 6.2599 | 2.9579 | 2.7293 | 4.7216 | 2.7929 | 3.8275 | 5.6135 | 5.8853 | 5.0494 | 3.8857 | 3.8542 | 6.6281 | 3.2998 | 5.3367 | 2.6486 | 3.3571 | 2.6217 | 4.5924 | 3.5215 | 2.8691 | 4.422 | 6.5333 | 5.5349 | 7.5333 | 3.3472 | 3.2093 | 4.4584 | 3.617 | 3.8869 | 8.0992 | 4.1961 | 5.4517 | 2.6111 | 2.4166 | 4.1477 | 2.4631 | 3.3255 | 4.9093 | 5.1436 | 4.3928 | 3.4324 | 3.3659 | 5.7721 | 2.8849 | 4.6265 | 2.3581 | 3.011 | 2.3094 | 4.0086 | 3.1055 | 2.5815 | 3.8667 | 5.6742 | 4.8088 | 6.5152 | 2.9579 | 2.8222 | 3.8575 | 3.2074 | 3.4693 | 7.0331 | 3.6873 | 4.6974 | 2.1374 | 1.9881 | 3.3843 | 2.0207 | 2.6686 | 3.9781 | 4.1657 | 3.5426 | 2.8249 | 2.721 | 4.6547 | 2.338 | 3.7146 | 1.9566 | 2.5291 | 1.896 | 3.2455 | 2.5448 | 2.1745 | 3.1355 | 4.5636 | 3.8733 | 5.2081 | 2.4319 | 2.3086 | 3.093 | 2.6511 | 2.8931 | 5.6466 | 3.0083 | 3.7514
1021 | 1.8003 | 4.377 | 2.2166 | 2.9111 | 2.2962 | 3.5338 | 2.886 | 3.2796 | 2.944 | 6.4342 | 3.3748 | 4.5265 | 3.894 | 9.3682 | 4.937 | 6.3735 | 3.3021 | 3.039 | 5.1886 | 3.1523 | 4.3433 | 6.2554 | 6.74 | 5.7467 | 4.4474 | 4.3902 | 7.5798 | 3.7342 | 6.0953 | 2.945 | 3.7562 | 2.953 | 5.2119 | 3.9629 | 3.1501 | 4.98 | 7.4458 | 6.2976 | 8.6146 | 3.7662 | 3.6241 | 5.1345 | 4.0791 | 4.3124 | 9.2429 | 4.7151 | 6.2765 | 2.9653 | 2.7361 | 4.7337 | 2.8001 | 3.8361 | 5.6248 | 5.9004 | 5.0608 | 3.8958 | 3.8633 | 6.6451 | 3.3079 | 5.3509 | 2.6554 | 3.366 | 2.6284 | 4.6043 | 3.5306 | 2.8767 | 4.432 | 6.549 | 5.5475 | 7.5502 | 3.3552 | 3.2175 | 4.4702 | 3.6252 | 3.897 | 8.1189 | 4.205 | 5.4663 | 2.6176 | 2.4226 | 4.1585 | 2.4694 | 3.3331 | 4.9193 | 5.1569 | 4.4027 | 3.4413 | 3.3738 | 5.7871 | 2.892 | 4.6387 | 2.3642 | 3.0191 | 2.3154 | 4.0191 | 3.1135 | 2.5884 | 3.8755 | 5.6878 | 4.8198 | 6.5302 | 2.965 | 2.8295 | 3.8678 | 3.2147 | 3.4783 | 7.0506 | 3.6951 | 4.71 | 2.1428 | 1.9932 | 3.3932 | 2.0259 | 2.6748 | 3.9863 | 4.1766 | 3.5507 | 2.8324 | 2.7274 | 4.6669 | 2.3438 | 3.7244 | 1.9618 | 2.536 | 1.901 | 3.254 | 2.5515 | 2.1804 | 3.1428 | 4.5745 | 3.8823 | 5.2205 | 2.4378 | 2.3146 | 3.1013 | 2.6571 | 2.9007 | 5.6611 | 3.0149 | 3.7615
1022 | 1.8039 | 4.3836 | 2.2209 | 2.9168 | 2.3018 | 3.5416 | 2.8927 | 3.2872 | 2.9513 | 6.4444 | 3.3832 | 4.5354 | 3.9033 | 9.3824 | 4.9487 | 6.387 | 3.3103 | 3.0464 | 5.2019 | 3.1604 | 4.353 | 6.2679 | 6.7571 | 5.7594 | 4.4588 | 4.4005 | 7.5992 | 3.7433 | 6.1116 | 2.9525 | 3.7661 | 2.9605 | 5.2254 | 3.9729 | 3.1585 | 4.9912 | 7.4636 | 6.3118 | 8.6335 | 3.775 | 3.6333 | 5.1478 | 4.0883 | 4.3236 | 9.2647 | 4.7249 | 6.2931 | 2.9727 | 2.7428 | 4.7459 | 2.8073 | 3.8447 | 5.6361 | 5.9154 | 5.0721 | 3.9058 | 3.8724 | 6.6622 | 3.3159 | 5.365 | 2.6623 | 3.3749 | 2.635 | 4.6162 | 3.5396 | 2.8844 | 4.4421 | 6.5647 | 5.5602 | 7.5672 | 3.3631 | 3.2258 | 4.4819 | 3.6334 | 3.9071 | 8.1385 | 4.2138 | 5.4809 | 2.6241 | 2.4287 | 4.1693 | 2.4758 | 3.3408 | 4.9292 | 5.1702 | 4.4126 | 3.4502 | 3.3817 | 5.802 | 2.8991 | 4.6509 | 2.3704 | 3.0271 | 2.3213 | 4.0295 | 3.1216 | 2.5954 | 3.8844 | 5.7014 | 4.8309 | 6.5452 | 2.9721 | 2.8368 | 3.878 | 3.222 | 3.4874 | 7.0681 | 3.703 | 4.7226 | 2.1482 | 1.9983 | 3.4022 | 2.0312 | 2.6811 | 3.9944 | 4.1875 | 3.5588 | 2.8398 | 2.7339 | 4.679 | 2.3496 | 3.7342 | 1.967 | 2.5428 | 1.9059 | 3.2625 | 2.5582 | 2.1864 | 3.1501 | 4.5855 | 3.8912 | 5.2328 | 2.4437 | 2.3206 | 3.1096 | 2.6632 | 2.9084 | 5.6756 | 3.0214 | 3.7715
1023 | 1.8074 | 4.3902 | 2.2253 | 2.9226 | 2.3075 | 3.5494 | 2.8994 | 3.2948 | 2.9585 | 6.4546 | 3.3917 | 4.5442 | 3.9125 | 9.3966 | 4.9605 | 6.4005 | 3.3185 | 3.0539 | 5.2152 | 3.1684 | 4.3626 | 6.2805 | 6.7742 | 5.7722 | 4.4701 | 4.4109 | 7.6186 | 3.7524 | 6.1278 | 2.9601 | 3.776 | 2.9679 | 5.2389 | 3.9829 | 3.1668 | 5.0024 | 7.4815 | 6.326 | 8.6524 | 3.7839 | 3.6426 | 5.1612 | 4.0975 | 4.3347 | 9.2866 | 4.7347 | 6.3097 | 2.98 | 2.7496 | 4.7581 | 2.8145 | 3.8534 | 5.6474 | 5.9305 | 5.0834 | 3.9158 | 3.8815 | 6.6793 | 3.324 | 5.3792 | 2.6691 | 3.3838 | 2.6417 | 4.6282 | 3.5486 | 2.8921 | 4.4521 | 6.5804 | 5.5728 | 7.5842 | 3.3711 | 3.2341 | 4.4936 | 3.6417 | 3.9172 | 8.1582 | 4.2227 | 5.4954 | 2.6306 | 2.4347 | 4.1801 | 2.4821 | 3.3484 | 4.9392 | 5.1835 | 4.4225 | 3.4592 | 3.3896 | 5.8169 | 2.9062 | 4.6632 | 2.3765 | 3.0352 | 2.3272 | 4.0399 | 3.1296 | 2.6023 | 3.8932 | 5.715 | 4.8419 | 6.5602 | 2.9792 | 2.8441 | 3.8882 | 3.2293 | 3.4965 | 7.0856 | 3.7109 | 4.7351 | 2.1535 | 2.0033 | 3.4111 | 2.0364 | 2.6874 | 4.0026 | 4.1984 | 3.5669 | 2.8473 | 2.7403 | 4.6911 | 2.3554 | 3.7439 | 1.9721 | 2.5496 | 1.9109 | 3.271 | 2.5649 | 2.1923 | 3.1574 | 4.5964 | 3.9001 | 5.2452 | 2.4496 | 2.3266 | 3.1179 | 2.6692 | 2.9161 | 5.6901 | 3.028 | 3.7816
1024 | 1.811 | 4.3967 | 2.2296 | 2.9283 | 2.3131 | 3.5572 | 2.9061 | 3.3024 | 2.9658 | 6.4648 | 3.4001 | 4.5531 | 3.9218 | 9.4108 | 4.9722 | 6.414 | 3.3266 | 3.0613 | 5.2285 | 3.1765 | 4.3723 | 6.293 | 6.7914 | 5.7849 | 4.4815 | 4.4213 | 7.638 | 3.7615 | 6.1441 | 2.9676 | 3.7858 | 2.9753 | 5.2524 | 3.9929 | 3.1752 | 5.0136 | 7.4993 | 6.3403 | 8.6712 | 3.7928 | 3.6518 | 5.1745 | 4.1067 | 4.3459 | 9.3085 | 4.7445 | 6.3263 | 2.9874 | 2.7564 | 4.7703 | 2.8217 | 3.862 | 5.6587 | 5.9456 | 5.0947 | 3.9259 | 3.8906 | 6.6963 | 3.3321 | 5.3934 | 2.676 | 3.3927 | 2.6483 | 4.6401 | 3.5576 | 2.8997 | 4.4622 | 6.596 | 5.5855 | 7.6011 | 3.3791 | 3.2423 | 4.5053 | 3.6499 | 3.9273 | 8.1779 | 4.2316 | 5.51 | 2.6371 | 2.4408 | 4.1908 | 2.4885 | 3.356 | 4.9492 | 5.1967 | 4.4324 | 3.4681 | 3.3976 | 5.8318 | 2.9133 | 4.6754 | 2.3827 | 3.0432 | 2.3332 | 4.0504 | 3.1376 | 2.6093 | 3.9021 | 5.7286 | 4.8529 | 6.5752 | 2.9863 | 2.8514 | 3.8985 | 3.2366 | 3.5055 | 7.1031 | 3.7188 | 4.7477 | 2.1589 | 2.0084 | 3.42 | 2.0417 | 2.6937 | 4.0108 | 4.2093 | 3.5749 | 2.8548 | 2.7467 | 4.7032 | 2.3612 | 3.7537 | 1.9773 | 2.5564 | 1.9159 | 3.2795 | 2.5716 | 2.1982 | 3.1647 | 4.6073 | 3.909 | 5.2575 | 2.4555 | 2.3326 | 3.1262 | 2.6753 | 2.9237 | 5.7046 | 3.0346 | 3.7917
1025 | 1.8145 | 4.4033 | 2.234 | 2.934 | 2.3187 | 3.565 | 2.9128 | 3.31 | 2.973 | 6.475 | 3.4085 | 4.562 | 3.931 | 9.425 | 4.984 | 6.4275 | 3.3348 | 3.0688 | 5.2418 | 3.1846 | 4.3819 | 6.3056 | 6.8085 | 5.7976 | 4.4928 | 4.4317 | 7.6574 | 3.7706 | 6.1604 | 2.9752 | 3.7957 | 2.9827 | 5.2659 | 4.0029 | 3.1835 | 5.0248 | 7.5171 | 6.3545 | 8.6901 | 3.8017 | 3.6611 | 5.1879 | 4.116 | 4.357 | 9.3303 | 4.7543 | 6.3429 | 2.9948 | 2.7631 | 4.7825 | 2.8289 | 3.8706 | 5.67 | 5.9607 | 5.106 | 3.9359 | 3.8997 | 6.7134 | 3.3402 | 5.4076 | 2.6828 | 3.4016 | 2.655 | 4.652 | 3.5667 | 2.9074 | 4.4722 | 6.6117 | 5.5981 | 7.6181 | 3.387 | 3.2506 | 4.5171 | 3.6581 | 3.9374 | 8.1975 | 4.2404 | 5.5246 | 2.6436 | 2.4468 | 4.2016 | 2.4949 | 3.3636 | 4.9591 | 5.21 | 4.4422 | 3.4771 | 3.4055 | 5.8468 | 2.9204 | 4.6876 | 2.3888 | 3.0513 | 2.3391 | 4.0608 | 3.1457 | 2.6162 | 3.9109 | 5.7422 | 4.864 | 6.5902 | 2.9934 | 2.8587 | 3.9087 | 3.2439 | 3.5146 | 7.1206 | 3.7267 | 4.7603 | 2.1643 | 2.0135 | 3.4289 | 2.047 | 2.7 | 4.019 | 4.2202 | 3.583 | 2.8623 | 2.7532 | 4.7154 | 2.3669 | 3.7634 | 1.9825 | 2.5633 | 1.9208 | 3.288 | 2.5784 | 2.2042 | 3.172 | 4.6183 | 3.918 | 5.2699 | 2.4614 | 2.3386 | 3.1345 | 2.6813 | 2.9314 | 5.7191 | 3.0411 | 3.8017
1026 | 1.818 | 4.4099 | 2.2384 | 2.9397 | 2.3244 | 3.5728 | 2.9195 | 3.3176 | 2.9802 | 6.4852 | 3.4169 | 4.5709 | 3.9402 | 9.4392 | 4.9958 | 6.441 | 3.343 | 3.0762 | 5.2551 | 3.1926 | 4.3916 | 6.3181 | 6.8256 | 5.8104 | 4.5042 | 4.4421 | 7.6768 | 3.7797 | 6.1767 | 2.9827 | 3.8055 | 2.9901 | 5.2794 | 4.0129 | 3.1919 | 5.036 | 7.5349 | 6.3687 | 8.709 | 3.8106 | 3.6704 | 5.2012 | 4.1252 | 4.3681 | 9.3522 | 4.7641 | 6.3595 | 3.0021 | 2.7699 | 4.7946 | 2.836 | 3.8793 | 5.6813 | 5.9758 | 5.1173 | 3.9459 | 3.9088 | 6.7305 | 3.3483 | 5.4218 | 2.6896 | 3.4105 | 2.6617 | 4.6639 | 3.5757 | 2.9151 | 4.4822 | 6.6274 | 5.6108 | 7.6351 | 3.395 | 3.2588 | 4.5288 | 3.6663 | 3.9475 | 8.2172 | 4.2493 | 5.5392 | 2.6501 | 2.4529 | 4.2124 | 2.5012 | 3.3713 | 4.9691 | 5.2233 | 4.4521 | 3.486 | 3.4134 | 5.8617 | 2.9275 | 4.6998 | 2.3949 | 3.0594 | 2.3451 | 4.0712 | 3.1537 | 2.6232 | 3.9198 | 5.7558 | 4.875 | 6.6052 | 3.0005 | 2.866 | 3.9189 | 3.2512 | 3.5237 | 7.138 | 3.7346 | 4.7729 | 2.1697 | 2.0186 | 3.4378 | 2.0522 | 2.7062 | 4.0272 | 4.2311 | 3.5911 | 2.8697 | 2.7596 | 4.7275 | 2.3727 | 3.7732 | 1.9876 | 2.5701 | 1.9258 | 3.2965 | 2.5851 | 2.2101 | 3.1793 | 4.6292 | 3.9269 | 5.2822 | 2.4673 | 2.3447 | 3.1428 | 2.6874 | 2.9391 | 5.7336 | 3.0477 | 3.8118
1027 | 1.8216 | 4.4165 | 2.2427 | 2.9454 | 2.33 | 3.5806 | 2.9262 | 3.3252 | 2.9875 | 6.4954 | 3.4253 | 4.5798 | 3.9495 | 9.4534 | 5.0075 | 6.4545 | 3.3512 | 3.0837 | 5.2684 | 3.2007 | 4.4013 | 6.3307 | 6.8427 | 5.8231 | 4.5156 | 4.4525 | 7.6962 | 3.7888 | 6.1929 | 2.9903 | 3.8154 | 2.9975 | 5.2929 | 4.023 | 3.2002 | 5.0472 | 7.5528 | 6.383 | 8.7279 | 3.8195 | 3.6796 | 5.2146 | 4.1344 | 4.3793 | 9.374 | 4.7739 | 6.3761 | 3.0095 | 2.7766 | 4.8068 | 2.8432 | 3.8879 | 5.6926 | 5.9909 | 5.1286 | 3.956 | 3.9179 | 6.7476 | 3.3564 | 5.4359 | 2.6965 | 3.4194 | 2.6683 | 4.6758 | 3.5847 | 2.9227 | 4.4923 | 6.643 | 5.6235 | 7.652 | 3.403 | 3.2671 | 4.5405 | 3.6746 | 3.9576 | 8.2368 | 4.2581 | 5.5537 | 2.6567 | 2.4589 | 4.2231 | 2.5076 | 3.3789 | 4.979 | 5.2366 | 4.462 | 3.495 | 3.4213 | 5.8766 | 2.9346 | 4.712 | 2.4011 | 3.0674 | 2.351 | 4.0817 | 3.1617 | 2.6301 | 3.9286 | 5.7694 | 4.886 | 6.6202 | 3.0076 | 2.8732 | 3.9291 | 3.2585 | 3.5328 | 7.1555 | 3.7424 | 4.7855 | 2.1751 | 2.0236 | 3.4467 | 2.0575 | 2.7125 | 4.0354 | 4.242 | 3.5992 | 2.8772 | 2.7661 | 4.7396 | 2.3785 | 3.783 | 1.9928 | 2.5769 | 1.9308 | 3.305 | 2.5918 | 2.216 | 3.1866 | 4.6401 | 3.9358 | 5.2946 | 2.4732 | 2.3507 | 3.1511 | 2.6934 | 2.9467 | 5.748 | 3.0543 | 3.8219
1028 | 1.8251 | 4.4231 | 2.2471 | 2.9512 | 2.3357 | 3.5884 | 2.9329 | 3.3328 | 2.9947 | 6.5056 | 3.4338 | 4.5886 | 3.9587 | 9.4676 | 5.0193 | 6.468 | 3.3594 | 3.0912 | 5.2817 | 3.2088 | 4.4109 | 6.3432 | 6.8599 | 5.8358 | 4.5269 | 4.4628 | 7.7156 | 3.7979 | 6.2092 | 2.9978 | 3.8252 | 3.0049 | 5.3064 | 4.033 | 3.2086 | 5.0584 | 7.5706 | 6.3972 | 8.7468 | 3.8284 | 3.6889 | 5.2279 | 4.1436 | 4.3904 | 9.3959 | 4.7837 | 6.3927 | 3.0168 | 2.7834 | 4.819 | 2.8504 | 3.8965 | 5.7039 | 6.006 | 5.1399 | 3.966 | 3.927 | 6.7646 | 3.3644 | 5.4501 | 2.7033 | 3.4283 | 2.675 | 4.6878 | 3.5937 | 2.9304 | 4.5023 | 6.6587 | 5.6361 | 7.669 | 3.411 | 3.2754 | 4.5522 | 3.6828 | 3.9677 | 8.2565 | 4.267 | 5.5683 | 2.6632 | 2.465 | 4.2339 | 2.5139 | 3.3865 | 4.989 | 5.2499 | 4.4719 | 3.5039 | 3.4292 | 5.8916 | 2.9417 | 4.7242 | 2.4072 | 3.0755 | 2.3569 | 4.0921 | 3.1698 | 2.6371 | 3.9375 | 5.783 | 4.8971 | 6.6353 | 3.0147 | 2.8805 | 3.9394 | 3.2658 | 3.5418 | 7.173 | 3.7503 | 4.7981 | 2.1805 | 2.0287 | 3.4556 | 2.0627 | 2.7188 | 4.0436 | 4.2529 | 3.6072 | 2.8847 | 2.7725 | 4.7517 | 2.3843 | 3.7927 | 1.998 | 2.5837 | 1.9357 | 3.3135 | 2.5985 | 2.2219 | 3.1939 | 4.6511 | 3.9447 | 5.307 | 2.4791 | 2.3567 | 3.1594 | 2.6995 | 2.9544 | 5.7625 | 3.0609 | 3.8319
1029 | 1.8287 | 4.4297 | 2.2514 | 2.9569 | 2.3413 | 3.5962 | 2.9396 | 3.3404 | 3.002 | 6.5158 | 3.4422 | 4.5975 | 3.968 | 9.4818 | 5.031 | 6.4815 | 3.3675 | 3.0986 | 5.295 | 3.2168 | 4.4206 | 6.3558 | 6.877 | 5.8486 | 4.5383 | 4.4732 | 7.735 | 3.807 | 6.2255 | 3.0054 | 3.8351 | 3.0123 | 5.3199 | 4.043 | 3.2169 | 5.0696 | 7.5884 | 6.4115 | 8.7657 | 3.8372 | 3.6981 | 5.2413 | 4.1528 | 4.4016 | 9.4178 | 4.7935 | 6.4093 | 3.0242 | 2.7902 | 4.8312 | 2.8576 | 3.9052 | 5.7152 | 6.0211 | 5.1512 | 3.976 | 3.9361 | 6.7817 | 3.3725 | 5.4643 | 2.7102 | 3.4372 | 2.6816 | 4.6997 | 3.6027 | 2.938 | 4.5123 | 6.6744 | 5.6488 | 7.686 | 3.4189 | 3.2836 | 4.564 | 3.691 | 3.9779 | 8.2762 | 4.2758 | 5.5829 | 2.6697 | 2.4711 | 4.2447 | 2.5203 | 3.3941 | 4.9989 | 5.2632 | 4.4818 | 3.5129 | 3.4371 | 5.9065 | 2.9488 | 4.7364 | 2.4134 | 3.0835 | 2.3629 | 4.1025 | 3.1778 | 2.644 | 3.9463 | 5.7966 | 4.9081 | 6.6503 | 3.0218 | 2.8878 | 3.9496 | 3.2731 | 3.5509 | 7.1905 | 3.7582 | 4.8107 | 2.1859 | 2.0338 | 3.4645 | 2.068 | 2.7251 | 4.0518 | 4.2638 | 3.6153 | 2.8922 | 2.779 | 4.7638 | 2.3901 | 3.8025 | 2.0031 | 2.5906 | 1.9407 | 3.322 | 2.6052 | 2.2279 | 3.2012 | 4.662 | 3.9537 | 5.3193 | 2.485 | 2.3627 | 3.1677 | 2.7055 | 2.962 | 5.777 | 3.0674 | 3.842
1030 | 1.8322 | 4.4363 | 2.2558 | 2.9626 | 2.347 | 3.604 | 2.9462 | 3.348 | 3.0092 | 6.526 | 3.4506 | 4.6064 | 3.9772 | 9.496 | 5.0428 | 6.495 | 3.3757 | 3.1061 | 5.3083 | 3.2249 | 4.4302 | 6.3683 | 6.8941 | 5.8613 | 4.5496 | 4.4836 | 7.7544 | 3.8161 | 6.2418 | 3.0129 | 3.845 | 3.0198 | 5.3334 | 4.053 | 3.2253 | 5.0808 | 7.6062 | 6.4257 | 8.7846 | 3.8461 | 3.7074 | 5.2546 | 4.162 | 4.4127 | 9.4396 | 4.8033 | 6.4259 | 3.0316 | 2.7969 | 4.8433 | 2.8648 | 3.9138 | 5.7265 | 6.0362 | 5.1626 | 3.9861 | 3.9452 | 6.7988 | 3.3806 | 5.4785 | 2.717 | 3.4461 | 2.6883 | 4.7116 | 3.6118 | 2.9457 | 4.5224 | 6.6901 | 5.6614 | 7.7029 | 3.4269 | 3.2919 | 4.5757 | 3.6993 | 3.988 | 8.2958 | 4.2847 | 5.5975 | 2.6762 | 2.4771 | 4.2555 | 2.5266 | 3.4018 | 5.0089 | 5.2765 | 4.4917 | 3.5218 | 3.4451 | 5.9214 | 2.9559 | 4.7486 | 2.4195 | 3.0916 | 2.3688 | 4.113 | 3.1858 | 2.651 | 3.9552 | 5.8101 | 4.9192 | 6.6653 | 3.0289 | 2.8951 | 3.9598 | 3.2804 | 3.56 | 7.208 | 3.7661 | 4.8233 | 2.1913 | 2.0388 | 3.4734 | 2.0732 | 2.7314 | 4.0599 | 4.2746 | 3.6234 | 2.8996 | 2.7854 | 4.776 | 2.3959 | 3.8123 | 2.0083 | 2.5974 | 1.9456 | 3.3305 | 2.6119 | 2.2338 | 3.2085 | 4.6729 | 3.9626 | 5.3317 | 2.4909 | 2.3687 | 3.176 | 2.7116 | 2.9697 | 5.7915 | 3.074 | 3.8521
1031 | 1.8357 | 4.4429 | 2.2602 | 2.9683 | 2.3526 | 3.6118 | 2.9529 | 3.3556 | 3.0164 | 6.5362 | 3.459 | 4.6153 | 3.9864 | 9.5102 | 5.0546 | 6.5085 | 3.3839 | 3.1135 | 5.3216 | 3.233 | 4.4399 | 6.3808 | 6.9113 | 5.874 | 4.561 | 4.494 | 7.7738 | 3.8252 | 6.258 | 3.0205 | 3.8548 | 3.0272 | 5.3469 | 4.063 | 3.2336 | 5.092 | 7.6241 | 6.4399 | 8.8034 | 3.855 | 3.7166 | 5.268 | 4.1713 | 4.4239 | 9.4615 | 4.8131 | 6.4425 | 3.0389 | 2.8037 | 4.8555 | 2.872 | 3.9224 | 5.7378 | 6.0513 | 5.1739 | 3.9961 | 3.9543 | 6.8158 | 3.3887 | 5.4927 | 2.7239 | 3.455 | 2.695 | 4.7235 | 3.6208 | 2.9534 | 4.5324 | 6.7057 | 5.6741 | 7.7199 | 3.4349 | 3.3001 | 4.5874 | 3.7075 | 3.9981 | 8.3155 | 4.2935 | 5.612 | 2.6827 | 2.4832 | 4.2662 | 2.533 | 3.4094 | 5.0188 | 5.2898 | 4.5016 | 3.5308 | 3.453 | 5.9364 | 2.963 | 4.7609 | 2.4256 | 3.0996 | 2.3747 | 4.1234 | 3.1938 | 2.6579 | 3.964 | 5.8237 | 4.9302 | 6.6803 | 3.036 | 2.9024 | 3.9701 | 3.2877 | 3.569 | 7.2255 | 3.774 | 4.8359 | 2.1967 | 2.0439 | 3.4823 | 2.0785 | 2.7377 | 4.0681 | 4.2855 | 3.6315 | 2.9071 | 2.7918 | 4.7881 | 2.4017 | 3.822 | 2.0135 | 2.6042 | 1.9506 | 3.3389 | 2.6186 | 2.2397 | 3.2158 | 4.6839 | 3.9715 | 5.344 | 2.4968 | 2.3747 | 3.1843 | 2.7176 | 2.9774 | 5.806 | 3.0806 | 3.8621
1032 | 1.8393 | 4.4494 | 2.2645 | 2.974 | 2.3582 | 3.6196 | 2.9596 | 3.3632 | 3.0237 | 6.5464 | 3.4674 | 4.6242 | 3.9957 | 9.5244 | 5.0663 | 6.522 | 3.3921 | 3.121 | 5.3349 | 3.2411 | 4.4496 | 6.3934 | 6.9284 | 5.8868 | 4.5724 | 4.5044 | 7.7932 | 3.8344 | 6.2743 | 3.028 | 3.8647 | 3.0346 | 5.3604 | 4.073 | 3.242 | 5.1032 | 7.6419 | 6.4542 | 8.8223 | 3.8639 | 3.7259 | 5.2813 | 4.1805 | 4.435 | 9.4834 | 4.8229 | 6.4591 | 3.0463 | 2.8105 | 4.8677 | 2.8792 | 3.9311 | 5.7491 | 6.0664 | 5.1852 | 4.0061 | 3.9634 | 6.8329 | 3.3968 | 5.5068 | 2.7307 | 3.4639 | 2.7016 | 4.7354 | 3.6298 | 2.961 | 4.5424 | 6.7214 | 5.6868 | 7.7368 | 3.4428 | 3.3084 | 4.5991 | 3.7157 | 4.0082 | 8.3351 | 4.3024 | 5.6266 | 2.6892 | 2.4892 | 4.277 | 2.5394 | 3.417 | 5.0288 | 5.3031 | 4.5115 | 3.5397 | 3.4609 | 5.9513 | 2.9701 | 4.7731 | 2.4318 | 3.1077 | 2.3807 | 4.1339 | 3.2019 | 2.6648 | 3.9728 | 5.8373 | 4.9412 | 6.6953 | 3.0431 | 2.9097 | 3.9803 | 3.295 | 3.5781 | 7.243 | 3.7819 | 4.8485 | 2.2021 | 2.049 | 3.4912 | 2.0837 | 2.7439 | 4.0763 | 4.2964 | 3.6395 | 2.9146 | 2.7983 | 4.8002 | 2.4075 | 3.8318 | 2.0186 | 2.611 | 1.9556 | 3.3474 | 2.6253 | 2.2456 | 3.2231 | 4.6948 | 3.9804 | 5.3564 | 2.5027 | 2.3807 | 3.1926 | 2.7237 | 2.985 | 5.8205 | 3.0872 | 3.8722
1033 | 1.8428 | 4.456 | 2.2689 | 2.9798 | 2.3639 | 3.6274 | 2.9663 | 3.3708 | 3.0309 | 6.5566 | 3.4759 | 4.633 | 4.0049 | 9.5386 | 5.0781 | 6.5355 | 3.4003 | 3.1284 | 5.3482 | 3.2491 | 4.4592 | 6.4059 | 6.9455 | 5.8995 | 4.5837 | 4.5147 | 7.8126 | 3.8435 | 6.2906 | 3.0356 | 3.8745 | 3.042 | 5.3739 | 4.083 | 3.2503 | 5.1143 | 7.6597 | 6.4684 | 8.8412 | 3.8728 | 3.7351 | 5.2947 | 4.1897 | 4.4462 | 9.5052 | 4.8327 | 6.4757 | 3.0536 | 2.8172 | 4.8799 | 2.8864 | 3.9397 | 5.7604 | 6.0815 | 5.1965 | 4.0162 | 3.9725 | 6.85 | 3.4049 | 5.521 | 2.7375 | 3.4728 | 2.7083 | 4.7474 | 3.6388 | 2.9687 | 4.5525 | 6.7371 | 5.6994 | 7.7538 | 3.4508 | 3.3167 | 4.6109 | 3.7239 | 4.0183 | 8.3548 | 4.3113 | 5.6412 | 2.6957 | 2.4953 | 4.2878 | 2.5457 | 3.4247 | 5.0388 | 5.3164 | 4.5214 | 3.5486 | 3.4688 | 5.9662 | 2.9772 | 4.7853 | 2.4379 | 3.1157 | 2.3866 | 4.1443 | 3.2099 | 2.6718 | 3.9817 | 5.8509 | 4.9523 | 6.7103 | 3.0502 | 2.9169 | 3.9905 | 3.3023 | 3.5872 | 7.2604 | 3.7898 | 4.8611 | 2.2075 | 2.0541 | 3.5001 | 2.089 | 2.7502 | 4.0845 | 4.3073 | 3.6476 | 2.922 | 2.8047 | 4.8123 | 2.4133 | 3.8415 | 2.0238 | 2.6179 | 1.9605 | 3.3559 | 2.632 | 2.2516 | 3.2304 | 4.7057 | 3.9894 | 5.3687 | 2.5086 | 2.3867 | 3.2009 | 2.7297 | 2.9927 | 5.8349 | 3.0937 | 3.8823
1034 | 1.8464 | 4.4626 | 2.2732 | 2.9855 | 2.3695 | 3.6352 | 2.973 | 3.3784 | 3.0382 | 6.5668 | 3.4843 | 4.6419 | 4.0142 | 9.5528 | 5.0898 | 6.549 | 3.4084 | 3.1359 | 5.3615 | 3.2572 | 4.4689 | 6.4185 | 6.9626 | 5.9122 | 4.5951 | 4.5251 | 7.832 | 3.8526 | 6.3069 | 3.0431 | 3.8844 | 3.0494 | 5.3874 | 4.093 | 3.2587 | 5.1255 | 7.6776 | 6.4826 | 8.8601 | 3.8817 | 3.7444 | 5.308 | 4.1989 | 4.4573 | 9.5271 | 4.8425 | 6.4923 | 3.061 | 2.824 | 4.8921 | 2.8936 | 3.9483 | 5.7717 | 6.0966 | 5.2078 | 4.0262 | 3.9816 | 6.8671 | 3.413 | 5.5352 | 2.7444 | 3.4817 | 2.7149 | 4.7593 | 3.6479 | 2.9764 | 4.5625 | 6.7528 | 5.7121 | 7.7708 | 3.4588 | 3.3249 | 4.6226 | 3.7322 | 4.0284 | 8.3745 | 4.3201 | 5.6558 | 2.7023 | 2.5013 | 4.2986 | 2.5521 | 3.4323 | 5.0487 | 5.3297 | 4.5313 | 3.5576 | 3.4767 | 5.9811 | 2.9843 | 4.7975 | 2.4441 | 3.1238 | 2.3926 | 4.1547 | 3.2179 | 2.6787 | 3.9905 | 5.8645 | 4.9633 | 6.7253 | 3.0573 | 2.9242 | 4.0007 | 3.3096 | 3.5963 | 7.2779 | 3.7976 | 4.8736 | 2.2128 | 2.0591 | 3.509 | 2.0942 | 2.7565 | 4.0927 | 4.3182 | 3.6557 | 2.9295 | 2.8112 | 4.8245 | 2.4191 | 3.8513 | 2.029 | 2.6247 | 1.9655 | 3.3644 | 2.6387 | 2.2575 | 3.2377 | 4.7167 | 3.9983 | 5.3811 | 2.5144 | 2.3927 | 3.2092 | 2.7358 | 3.0004 | 5.8494 | 3.1003 | 3.8923
1035 | 1.8499 | 4.4692 | 2.2776 | 2.9912 | 2.3752 | 3.643 | 2.9797 | 3.386 | 3.0454 | 6.577 | 3.4927 | 4.6508 | 4.0234 | 9.567 | 5.1016 | 6.5625 | 3.4166 | 3.1433 | 5.3748 | 3.2653 | 4.4785 | 6.431 | 6.9798 | 5.925 | 4.6064 | 4.5355 | 7.8514 | 3.8617 | 6.3232 | 3.0507 | 3.8942 | 3.0568 | 5.4009 | 4.103 | 3.267 | 5.1367 | 7.6954 | 6.4969 | 8.879 | 3.8905 | 3.7537 | 5.3214 | 4.2081 | 4.4684 | 9.549 | 4.8523 | 6.5089 | 3.0684 | 2.8308 | 4.9042 | 2.9008 | 3.957 | 5.783 | 6.1117 | 5.2191 | 4.0362 | 3.9907 | 6.8841 | 3.421 | 5.5494 | 2.7512 | 3.4906 | 2.7216 | 4.7712 | 3.6569 | 2.984 | 4.5726 | 6.7684 | 5.7247 | 7.7877 | 3.4667 | 3.3332 | 4.6343 | 3.7404 | 4.0385 | 8.3941 | 4.329 | 5.6704 | 2.7088 | 2.5074 | 4.3093 | 2.5584 | 3.4399 | 5.0587 | 5.3429 | 4.5412 | 3.5665 | 3.4846 | 5.9961 | 2.9914 | 4.8097 | 2.4502 | 3.1318 | 2.3985 | 4.1652 | 3.226 | 2.6857 | 3.9994 | 5.8781 | 4.9743 | 6.7403 | 3.0644 | 2.9315 | 4.011 | 3.3169 | 3.6053 | 7.2954 | 3.8055 | 4.8862 | 2.2182 | 2.0642 | 3.5179 | 2.0995 | 2.7628 | 4.1009 | 4.3291 | 3.6638 | 2.937 | 2.8176 | 4.8366 | 2.4249 | 3.8611 | 2.0341 | 2.6315 | 1.9705 | 3.3729 | 2.6454 | 2.2634 | 3.245 | 4.7276 | 4.0072 | 5.3935 | 2.5203 | 2.3987 | 3.2176 | 2.7418 | 3.008 | 5.8639 | 3.1069 | 3.9024
1036 | 1.8534 | 4.4758 | 2.282 | 2.9969 | 2.3808 | 3.6508 | 2.9864 | 3.3936 | 3.0526 | 6.5872 | 3.5011 | 4.6597 | 4.0326 | 9.5812 | 5.1134 | 6.576 | 3.4248 | 3.1508 | 5.3881 | 3.2733 | 4.4882 | 6.4436 | 6.9969 | 5.9377 | 4.6178 | 4.5459 | 7.8708 | 3.8708 | 6.3394 | 3.0582 | 3.9041 | 3.0642 | 5.4144 | 4.1131 | 3.2754 | 5.1479 | 7.7132 | 6.5111 | 8.8979 | 3.8994 | 3.7629 | 5.3347 | 4.2174 | 4.4796 | 9.5708 | 4.862 | 6.5255 | 3.0757 | 2.8375 | 4.9164 | 2.9079 | 3.9656 | 5.7943 | 6.1268 | 5.2304 | 4.0463 | 3.9998 | 6.9012 | 3.4291 | 5.5636 | 2.7581 | 3.4995 | 2.7283 | 4.7831 | 3.6659 | 2.9917 | 4.5826 | 6.7841 | 5.7374 | 7.8047 | 3.4747 | 3.3414 | 4.646 | 3.7486 | 4.0486 | 8.4138 | 4.3378 | 5.6849 | 2.7153 | 2.5134 | 4.3201 | 2.5648 | 3.4475 | 5.0686 | 5.3562 | 4.5511 | 3.5755 | 3.4926 | 6.011 | 2.9985 | 4.8219 | 2.4563 | 3.1399 | 2.4044 | 4.1756 | 3.234 | 2.6926 | 4.0082 | 5.8917 | 4.9854 | 6.7553 | 3.0715 | 2.9388 | 4.0212 | 3.3242 | 3.6144 | 7.3129 | 3.8134 | 4.8988 | 2.2236 | 2.0693 | 3.5268 | 2.1047 | 2.7691 | 4.1091 | 4.34 | 3.6718 | 2.9445 | 2.824 | 4.8487 | 2.4307 | 3.8708 | 2.0393 | 2.6383 | 1.9754 | 3.3814 | 2.6521 | 2.2693 | 3.2523 | 4.7385 | 4.0161 | 5.4058 | 2.5262 | 2.4047 | 3.2259 | 2.7479 | 3.0157 | 5.8784 | 3.1135 | 3.9125
1037 | 1.857 | 4.4824 | 2.2863 | 3.0026 | 2.3865 | 3.6586 | 2.9931 | 3.4012 | 3.0599 | 6.5974 | 3.5095 | 4.6686 | 4.0419 | 9.5954 | 5.1251 | 6.5895 | 3.433 | 3.1582 | 5.4014 | 3.2814 | 4.4978 | 6.4561 | 7.014 | 5.9504 | 4.6291 | 4.5563 | 7.8902 | 3.8799 | 6.3557 | 3.0658 | 3.914 | 3.0716 | 5.4278 | 4.1231 | 3.2837 | 5.1591 | 7.731 | 6.5253 | 8.9168 | 3.9083 | 3.7722 | 5.3481 | 4.2266 | 4.4907 | 9.5927 | 4.8718 | 6.5421 | 3.0831 | 2.8443 | 4.9286 | 2.9151 | 3.9742 | 5.8056 | 6.1419 | 5.2417 | 4.0563 | 4.0089 | 6.9183 | 3.4372 | 5.5778 | 2.7649 | 3.5084 | 2.7349 | 4.795 | 3.6749 | 2.9994 | 4.5926 | 6.7998 | 5.75 | 7.8217 | 3.4827 | 3.3497 | 4.6578 | 3.7568 | 4.0587 | 8.4334 | 4.3467 | 5.6995 | 2.7218 | 2.5195 | 4.3309 | 2.5711 | 3.4552 | 5.0786 | 5.3695 | 4.561 | 3.5844 | 3.5005 | 6.0259 | 3.0056 | 4.8341 | 2.4625 | 3.1479 | 2.4104 | 4.186 | 3.242 | 2.6996 | 4.0171 | 5.9053 | 4.9964 | 6.7704 | 3.0786 | 2.9461 | 4.0314 | 3.3315 | 3.6235 | 7.3304 | 3.8213 | 4.9114 | 2.229 | 2.0744 | 3.5357 | 2.11 | 2.7753 | 4.1173 | 4.3509 | 3.6799 | 2.9519 | 2.8305 | 4.8608 | 2.4365 | 3.8806 | 2.0445 | 2.6452 | 1.9804 | 3.3899 | 2.6588 | 2.2753 | 3.2596 | 4.7495 | 4.0251 | 5.4182 | 2.5321 | 2.4107 | 3.2342 | 2.7539 | 3.0234 | 5.8929 | 3.12 | 3.9225
1038 | 1.8605 | 4.489 | 2.2907 | 3.0084 | 2.3921 | 3.6664 | 2.9997 | 3.4088 | 3.0671 | 6.6076 | 3.518 | 4.6774 | 4.0511 | 9.6096 | 5.1369 | 6.603 | 3.4412 | 3.1657 | 5.4147 | 3.2895 | 4.5075 | 6.4687 | 7.0312 | 5.9632 | 4.6405 | 4.5666 | 7.9096 | 3.889 | 6.372 | 3.0733 | 3.9238 | 3.0791 | 5.4413 | 4.1331 | 3.2921 | 5.1703 | 7.7489 | 6.5396 | 8.9357 | 3.9172 | 3.7814 | 5.3614 | 4.2358 | 4.5019 | 9.6145 | 4.8816 | 6.5587 | 3.0905 | 2.851 | 4.9408 | 2.9223 | 3.9829 | 5.8169 | 6.157 | 5.2531 | 4.0663 | 4.018 | 6.9353 | 3.4453 | 5.5919 | 2.7718 | 3.5173 | 2.7416 | 4.807 | 3.6839 | 3.007 | 4.6027 | 6.8154 | 5.7627 | 7.8386 | 3.4907 | 3.358 | 4.6695 | 3.7651 | 4.0688 | 8.4531 | 4.3555 | 5.7141 | 2.7283 | 2.5255 | 4.3416 | 2.5775 | 3.4628 | 5.0885 | 5.3828 | 4.5709 | 3.5934 | 3.5084 | 6.0409 | 3.0127 | 4.8463 | 2.4686 | 3.156 | 2.4163 | 4.1965 | 3.25 | 2.7065 | 4.0259 | 5.9189 | 5.0075 | 6.7854 | 3.0857 | 2.9534 | 4.0417 | 3.3388 | 3.6325 | 7.3479 | 3.8292 | 4.924 | 2.2344 | 2.0794 | 3.5446 | 2.1153 | 2.7816 | 4.1254 | 4.3618 | 3.688 | 2.9594 | 2.8369 | 4.8729 | 2.4423 | 3.8904 | 2.0496 | 2.652 | 1.9853 | 3.3984 | 2.6655 | 2.2812 | 3.2669 | 4.7604 | 4.034 | 5.4305 | 2.538 | 2.4167 | 3.2425 | 2.76 | 3.031 | 5.9074 | 3.1266 | 3.9326
1039 | 1.8641 | 4.4955 | 2.295 | 3.0141 | 2.3978 | 3.6742 | 3.0064 | 3.4164 | 3.0744 | 6.6178 | 3.5264 | 4.6863 | 4.0604 | 9.6238 | 5.1486 | 6.6165 | 3.4493 | 3.1731 | 5.428 | 3.2975 | 4.5172 | 6.4812 | 7.0483 | 5.9759 | 4.6519 | 4.577 | 7.929 | 3.8981 | 6.3883 | 3.0809 | 3.9337 | 3.0865 | 5.4548 | 4.1431 | 3.3004 | 5.1815 | 7.7667 | 6.5538 | 8.9545 | 3.9261 | 3.7907 | 5.3748 | 4.245 | 4.513 | 9.6364 | 4.8914 | 6.5753 | 3.0978 | 2.8578 | 4.9529 | 2.9295 | 3.9915 | 5.8282 | 6.1721 | 5.2644 | 4.0764 | 4.0271 | 6.9524 | 3.4534 | 5.6061 | 2.7786 | 3.5262 | 2.7482 | 4.8189 | 3.693 | 3.0147 | 4.6127 | 6.8311 | 5.7754 | 7.8556 | 3.4986 | 3.3662 | 4.6812 | 3.7733 | 4.0789 | 8.4728 | 4.3644 | 5.7287 | 2.7348 | 2.5316 | 4.3524 | 2.5839 | 3.4704 | 5.0985 | 5.3961 | 4.5808 | 3.6023 | 3.5163 | 6.0558 | 3.0198 | 4.8586 | 2.4748 | 3.164 | 2.4223 | 4.2069 | 3.2581 | 2.7135 | 4.0348 | 5.9325 | 5.0185 | 6.8004 | 3.0928 | 2.9607 | 4.0519 | 3.3461 | 3.6416 | 7.3654 | 3.8371 | 4.9366 | 2.2398 | 2.0845 | 3.5535 | 2.1205 | 2.7879 | 4.1336 | 4.3727 | 3.6961 | 2.9669 | 2.8434 | 4.8851 | 2.4481 | 3.9001 | 2.0548 | 2.6588 | 1.9903 | 3.4069 | 2.6722 | 2.2871 | 3.2742 | 4.7713 | 4.0429 | 5.4429 | 2.5439 | 2.4227 | 3.2508 | 2.766 | 3.0387 | 5.9219 | 3.1332 | 3.9427
1040 | 1.8676 | 4.5021 | 2.2994 | 3.0198 | 2.4034 | 3.682 | 3.0131 | 3.424 | 3.0816 | 6.628 | 3.5348 | 4.6952 | 4.0696 | 9.638 | 5.1604 | 6.63 | 3.4575 | 3.1806 | 5.4413 | 3.3056 | 4.5268 | 6.4938 | 7.0654 | 5.9886 | 4.6632 | 4.5874 | 7.9484 | 3.9072 | 6.4045 | 3.0884 | 3.9435 | 3.0939 | 5.4683 | 4.1531 | 3.3088 | 5.1927 | 7.7845 | 6.568 | 8.9734 | 3.935 | 3.7999 | 5.3881 | 4.2542 | 4.5242 | 9.6583 | 4.9012 | 6.5919 | 3.1052 | 2.8646 | 4.9651 | 2.9367 | 4.0002 | 5.8395 | 6.1872 | 5.2757 | 4.0864 | 4.0362 | 6.9695 | 3.4615 | 5.6203 | 2.7855 | 3.5351 | 2.7549 | 4.8308 | 3.702 | 3.0224 | 4.6227 | 6.8468 | 5.788 | 7.8726 | 3.5066 | 3.3745 | 4.6929 | 3.7815 | 4.089 | 8.4924 | 4.3732 | 5.7432 | 2.7414 | 2.5377 | 4.3632 | 2.5902 | 3.478 | 5.1084 | 5.4094 | 4.5907 | 3.6113 | 3.5242 | 6.0707 | 3.027 | 4.8708 | 2.4809 | 3.1721 | 2.4282 | 4.2173 | 3.2661 | 2.7204 | 4.0436 | 5.9461 | 5.0295 | 6.8154 | 3.0999 | 2.9679 | 4.0621 | 3.3534 | 3.6507 | 7.3828 | 3.845 | 4.9492 | 2.2452 | 2.0896 | 3.5624 | 2.1258 | 2.7942 | 4.1418 | 4.3836 | 3.7041 | 2.9744 | 2.8498 | 4.8972 | 2.4539 | 3.9099 | 2.0599 | 2.6656 | 1.9953 | 3.4154 | 2.6789 | 2.293 | 3.2815 | 4.7823 | 4.0518 | 5.4552 | 2.5498 | 2.4287 | 3.2591 | 2.7721 | 3.0464 | 5.9363 | 3.1398 | 3.9527
1041 | 1.8711 | 4.5087 | 2.3038 | 3.0255 | 2.409 | 3.6898 | 3.0198 | 3.4316 | 3.0888 | 6.6382 | 3.5432 | 4.7041 | 4.0788 | 9.6522 | 5.1722 | 6.6435 | 3.4657 | 3.188 | 5.4546 | 3.3137 | 4.5365 | 6.5063 | 7.0825 | 6.0014 | 4.6746 | 4.5978 | 7.9678 | 3.9163 | 6.4208 | 3.096 | 3.9534 | 3.1013 | 5.4818 | 4.1631 | 3.3171 | 5.2039 | 7.8024 | 6.5823 | 8.9923 | 3.9438 | 3.8092 | 5.4015 | 4.2634 | 4.5353 | 9.6801 | 4.911 | 6.6085 | 3.1125 | 2.8713 | 4.9773 | 2.9439 | 4.0088 | 5.8508 | 6.2023 | 5.287 | 4.0964 | 4.0453 | 6.9866 | 3.4695 | 5.6345 | 2.7923 | 3.544 | 2.7616 | 4.8427 | 3.711 | 3.03 | 4.6328 | 6.8625 | 5.8007 | 7.8895 | 3.5146 | 3.3828 | 4.7047 | 3.7898 | 4.0991 | 8.5121 | 4.3821 | 5.7578 | 2.7479 | 2.5437 | 4.374 | 2.5966 | 3.4857 | 5.1184 | 5.4227 | 4.6006 | 3.6202 | 3.5321 | 6.0856 | 3.0341 | 4.883 | 2.487 | 3.1801 | 2.4341 | 4.2278 | 3.2741 | 2.7274 | 4.0525 | 5.9597 | 5.0406 | 6.8304 | 3.107 | 2.9752 | 4.0723 | 3.3607 | 3.6598 | 7.4003 | 3.8528 | 4.9618 | 2.2506 | 2.0946 | 3.5713 | 2.131 | 2.8005 | 4.15 | 4.3945 | 3.7122 | 2.9818 | 2.8562 | 4.9093 | 2.4597 | 3.9196 | 2.0651 | 2.6725 | 2.0002 | 3.4239 | 2.6856 | 2.299 | 3.2888 | 4.7932 | 4.0608 | 5.4676 | 2.5557 | 2.4347 | 3.2674 | 2.7781 | 3.054 | 5.9508 | 3.1463 | 3.9628
1042 | 1.8747 | 4.5153 | 2.3081 | 3.0312 | 2.4147 | 3.6976 | 3.0265 | 3.4392 | 3.0961 | 6.6484 | 3.5516 | 4.713 | 4.0881 | 9.6664 | 5.1839 | 6.657 | 3.4739 | 3.1955 | 5.4679 | 3.3217 | 4.5461 | 6.5188 | 7.0997 | 6.0141 | 4.6859 | 4.6082 | 7.9872 | 3.9254 | 6.4371 | 3.1035 | 3.9632 | 3.1087 | 5.4953 | 4.1731 | 3.3255 | 5.2151 | 7.8202 | 6.5965 | 9.0112 | 3.9527 | 3.8185 | 5.4148 | 4.2727 | 4.5464 | 9.702 | 4.9208 | 6.6251 | 3.1199 | 2.8781 | 4.9895 | 2.9511 | 4.0174 | 5.8621 | 6.2174 | 5.2983 | 4.1064 | 4.0544 | 7.0036 | 3.4776 | 5.6487 | 2.7991 | 3.5529 | 2.7682 | 4.8546 | 3.72 | 3.0377 | 4.6428 | 6.8781 | 5.8133 | 7.9065 | 3.5225 | 3.391 | 4.7164 | 3.798 | 4.1092 | 8.5317 | 4.391 | 5.7724 | 2.7544 | 2.5498 | 4.3847 | 2.6029 | 3.4933 | 5.1284 | 5.436 | 4.6104 | 3.6291 | 3.5401 | 6.1006 | 3.0412 | 4.8952 | 2.4932 | 3.1882 | 2.4401 | 4.2382 | 3.2822 | 2.7343 | 4.0613 | 5.9733 | 5.0516 | 6.8454 | 3.1141 | 2.9825 | 4.0826 | 3.368 | 3.6688 | 7.4178 | 3.8607 | 4.9744 | 2.256 | 2.0997 | 3.5802 | 2.1363 | 2.8067 | 4.1582 | 4.4054 | 3.7203 | 2.9893 | 2.8627 | 4.9214 | 2.4654 | 3.9294 | 2.0703 | 2.6793 | 2.0052 | 3.4324 | 2.6923 | 2.3049 | 3.2961 | 4.8041 | 4.0697 | 5.4799 | 2.5616 | 2.4408 | 3.2757 | 2.7842 | 3.0617 | 5.9653 | 3.1529 | 3.9729
1043 | 1.8782 | 4.5219 | 2.3125 | 3.037 | 2.4203 | 3.7054 | 3.0332 | 3.4468 | 3.1033 | 6.6586 | 3.5601 | 4.7218 | 4.0973 | 9.6806 | 5.1957 | 6.6705 | 3.482 | 3.2029 | 5.4812 | 3.3298 | 4.5558 | 6.5314 | 7.1168 | 6.0269 | 4.6973 | 4.6185 | 8.0066 | 3.9345 | 6.4534 | 3.1111 | 3.9731 | 3.1161 | 5.5088 | 4.1831 | 3.3338 | 5.2263 | 7.838 | 6.6108 | 9.0301 | 3.9616 | 3.8277 | 5.4282 | 4.2819 | 4.5576 | 9.7239 | 4.9306 | 6.6417 | 3.1273 | 2.8849 | 5.0017 | 2.9583 | 4.0261 | 5.8734 | 6.2325 | 5.3096 | 4.1165 | 4.0635 | 7.0207 | 3.4857 | 5.6628 | 2.806 | 3.5618 | 2.7749 | 4.8666 | 3.729 | 3.0453 | 4.6528 | 6.8938 | 5.826 | 7.9235 | 3.5305 | 3.3993 | 4.7281 | 3.8062 | 4.1194 | 8.5514 | 4.3998 | 5.787 | 2.7609 | 2.5558 | 4.3955 | 2.6093 | 3.5009 | 5.1383 | 5.4493 | 4.6203 | 3.6381 | 3.548 | 6.1155 | 3.0483 | 4.9074 | 2.4993 | 3.1962 | 2.446 | 4.2487 | 3.2902 | 2.7413 | 4.0702 | 5.9869 | 5.0626 | 6.8604 | 3.1212 | 2.9898 | 4.0928 | 3.3753 | 3.6779 | 7.4353 | 3.8686 | 4.987 | 2.2614 | 2.1048 | 3.5891 | 2.1415 | 2.813 | 4.1664 | 4.4163 | 3.7284 | 2.9968 | 2.8691 | 4.9335 | 2.4712 | 3.9392 | 2.0754 | 2.6861 | 2.0102 | 3.4409 | 2.699 | 2.3108 | 3.3034 | 4.8151 | 4.0786 | 5.4923 | 2.5675 | 2.4468 | 3.284 | 2.7902 | 3.0693 | 5.9798 | 3.1595 | 3.9829
1044 | 1.8818 | 4.5285 | 2.3168 | 3.0427 | 2.426 | 3.7132 | 3.0399 | 3.4544 | 3.1106 | 6.6688 | 3.5685 | 4.7307 | 4.1066 | 9.6948 | 5.2074 | 6.684 | 3.4902 | 3.2104 | 5.4945 | 3.3379 | 4.5655 | 6.5439 | 7.1339 | 6.0396 | 4.7087 | 4.6289 | 8.026 | 3.9437 | 6.4696 | 3.1186 | 3.983 | 3.1235 | 5.5223 | 4.1931 | 3.3422 | 5.2375 | 7.8558 | 6.625 | 9.049 | 3.9705 | 3.837 | 5.4415 | 4.2911 | 4.5687 | 9.7457 | 4.9404 | 6.6583 | 3.1346 | 2.8916 | 5.0138 | 2.9655 | 4.0347 | 5.8847 | 6.2476 | 5.3209 | 4.1265 | 4.0726 | 7.0378 | 3.4938 | 5.677 | 2.8128 | 3.5707 | 2.7815 | 4.8785 | 3.7381 | 3.053 | 4.6629 | 6.9095 | 5.8387 | 7.9404 | 3.5385 | 3.4075 | 4.7398 | 3.8144 | 4.1295 | 8.571 | 4.4087 | 5.8015 | 2.7674 | 2.5619 | 4.4063 | 2.6157 | 3.5085 | 5.1483 | 5.4626 | 4.6302 | 3.647 | 3.5559 | 6.1304 | 3.0554 | 4.9196 | 2.5055 | 3.2043 | 2.452 | 4.2591 | 3.2982 | 2.7482 | 4.079 | 6.0005 | 5.0737 | 6.8754 | 3.1283 | 2.9971 | 4.103 | 3.3826 | 3.687 | 7.4528 | 3.8765 | 4.9996 | 2.2668 | 2.1099 | 3.598 | 2.1468 | 2.8193 | 4.1746 | 4.4271 | 3.7364 | 3.0043 | 2.8756 | 4.9457 | 2.477 | 3.9489 | 2.0806 | 2.6929 | 2.0151 | 3.4493 | 2.7057 | 2.3167 | 3.3107 | 4.826 | 4.0875 | 5.5047 | 2.5734 | 2.4528 | 3.2923 | 2.7963 | 3.077 | 5.9943 | 3.1661 | 3.993
1045 | 1.8853 | 4.5351 | 2.3212 | 3.0484 | 2.4316 | 3.721 | 3.0466 | 3.462 | 3.1178 | 6.679 | 3.5769 | 4.7396 | 4.1158 | 9.709 | 5.2192 | 6.6975 | 3.4984 | 3.2178 | 5.5078 | 3.346 | 4.5751 | 6.5565 | 7.1511 | 6.0523 | 4.72 | 4.6393 | 8.0454 | 3.9528 | 6.4859 | 3.1262 | 3.9928 | 3.1309 | 5.5358 | 4.2031 | 3.3505 | 5.2487 | 7.8737 | 6.6392 | 9.0679 | 3.9794 | 3.8462 | 5.4549 | 4.3003 | 4.5799 | 9.7676 | 4.9502 | 6.6749 | 3.142 | 2.8984 | 5.026 | 2.9727 | 4.0433 | 5.896 | 6.2627 | 5.3322 | 4.1365 | 4.0817 | 7.0548 | 3.5019 | 5.6912 | 2.8197 | 3.5796 | 2.7882 | 4.8904 | 3.7471 | 3.0607 | 4.6729 | 6.9251 | 5.8513 | 7.9574 | 3.5464 | 3.4158 | 4.7516 | 3.8227 | 4.1396 | 8.5907 | 4.4175 | 5.8161 | 2.7739 | 2.5679 | 4.417 | 2.622 | 3.5162 | 5.1582 | 5.4758 | 4.6401 | 3.656 | 3.5638 | 6.1454 | 3.0625 | 4.9318 | 2.5116 | 3.2123 | 2.4579 | 4.2695 | 3.3063 | 2.7552 | 4.0879 | 6.0141 | 5.0847 | 6.8904 | 3.1354 | 3.0044 | 4.1133 | 3.3899 | 3.696 | 7.4703 | 3.8844 | 5.0121 | 2.2721 | 2.1149 | 3.6069 | 2.152 | 2.8256 | 4.1828 | 4.438 | 3.7445 | 3.0117 | 2.882 | 4.9578 | 2.4828 | 3.9587 | 2.0858 | 2.6998 | 2.0201 | 3.4578 | 2.7124 | 2.3227 | 3.318 | 4.8369 | 4.0965 | 5.517 | 2.5793 | 2.4588 | 3.3006 | 2.8023 | 3.0847 | 6.0088 | 3.1726 | 4.0031
1046 | 1.8888 | 4.5417 | 2.3256 | 3.0541 | 2.4373 | 3.7288 | 3.0532 | 3.4696 | 3.125 | 6.6892 | 3.5853 | 4.7485 | 4.125 | 9.7232 | 5.231 | 6.711 | 3.5066 | 3.2253 | 5.5211 | 3.354 | 4.5848 | 6.569 | 7.1682 | 6.0651 | 4.7314 | 4.6497 | 8.0648 | 3.9619 | 6.5022 | 3.1337 | 4.0027 | 3.1384 | 5.5493 | 4.2132 | 3.3589 | 5.2599 | 7.8915 | 6.6535 | 9.0868 | 3.9883 | 3.8555 | 5.4682 | 4.3095 | 4.591 | 9.7894 | 4.96 | 6.6915 | 3.1494 | 2.9051 | 5.0382 | 2.9798 | 4.052 | 5.9073 | 6.2778 | 5.3436 | 4.1466 | 4.0908 | 7.0719 | 3.51 | 5.7054 | 2.8265 | 3.5885 | 2.7949 | 4.9023 | 3.7561 | 3.0683 | 4.683 | 6.9408 | 5.864 | 7.9743 | 3.5544 | 3.4241 | 4.7633 | 3.8309 | 4.1497 | 8.6104 | 4.4264 | 5.8307 | 2.7804 | 2.574 | 4.4278 | 2.6284 | 3.5238 | 5.1682 | 5.4891 | 4.65 | 3.6649 | 3.5717 | 6.1603 | 3.0696 | 4.944 | 2.5177 | 3.2204 | 2.4638 | 4.28 | 3.3143 | 2.7621 | 4.0967 | 6.0277 | 5.0958 | 6.9055 | 3.1425 | 3.0117 | 4.1235 | 3.3972 | 3.7051 | 7.4878 | 3.8923 | 5.0247 | 2.2775 | 2.12 | 3.6158 | 2.1573 | 2.8319 | 4.1909 | 4.4489 | 3.7526 | 3.0192 | 2.8884 | 4.9699 | 2.4886 | 3.9684 | 2.0909 | 2.7066 | 2.025 | 3.4663 | 2.7191 | 2.3286 | 3.3253 | 4.8479 | 4.1054 | 5.5294 | 2.5852 | 2.4648 | 3.3089 | 2.8084 | 3.0923 | 6.0233 | 3.1792 | 4.0131
1047 | 1.8924 | 4.5482 | 2.3299 | 3.0598 | 2.4429 | 3.7366 | 3.0599 | 3.4772 | 3.1323 | 6.6994 | 3.5937 | 4.7574 | 4.1343 | 9.7374 | 5.2427 | 6.7245 | 3.5148 | 3.2327 | 5.5344 | 3.3621 | 4.5944 | 6.5816 | 7.1853 | 6.0778 | 4.7427 | 4.6601 | 8.0842 | 3.971 | 6.5185 | 3.1413 | 4.0125 | 3.1458 | 5.5628 | 4.2232 | 3.3672 | 5.2711 | 7.9093 | 6.6677 | 9.1056 | 3.9971 | 3.8647 | 5.4816 | 4.3187 | 4.6022 | 9.8113 | 4.9698 | 6.7081 | 3.1567 | 2.9119 | 5.0504 | 2.987 | 4.0606 | 5.9186 | 6.2929 | 5.3549 | 4.1566 | 4.0999 | 7.089 | 3.518 | 5.7196 | 2.8334 | 3.5974 | 2.8015 | 4.9142 | 3.7651 | 3.076 | 4.693 | 6.9565 | 5.8766 | 7.9913 | 3.5624 | 3.4323 | 4.775 | 3.8391 | 4.1598 | 8.63 | 4.4352 | 5.8453 | 2.787 | 2.58 | 4.4386 | 2.6347 | 3.5314 | 5.1781 | 5.5024 | 4.6599 | 3.6739 | 3.5796 | 6.1752 | 3.0767 | 4.9563 | 2.5239 | 3.2284 | 2.4698 | 4.2904 | 3.3223 | 2.7691 | 4.1056 | 6.0413 | 5.1068 | 6.9205 | 3.1496 | 3.0189 | 4.1337 | 3.4045 | 3.7142 | 7.5052 | 3.9001 | 5.0373 | 2.2829 | 2.1251 | 3.6247 | 2.1625 | 2.8382 | 4.1991 | 4.4598 | 3.7607 | 3.0267 | 2.8949 | 4.982 | 2.4944 | 3.9782 | 2.0961 | 2.7134 | 2.03 | 3.4748 | 2.7258 | 2.3345 | 3.3326 | 4.8588 | 4.1143 | 5.5417 | 2.5911 | 2.4708 | 3.3172 | 2.8144 | 3.1 | 6.0377 | 3.1858 | 4.0232
1048 | 1.8959 | 4.5548 | 2.3343 | 3.0656 | 2.4485 | 3.7444 | 3.0666 | 3.4848 | 3.1395 | 6.7096 | 3.6022 | 4.7662 | 4.1435 | 9.7516 | 5.2545 | 6.738 | 3.5229 | 3.2402 | 5.5477 | 3.3702 | 4.6041 | 6.5941 | 7.2024 | 6.0905 | 4.7541 | 4.6704 | 8.1036 | 3.9801 | 6.5347 | 3.1488 | 4.0224 | 3.1532 | 5.5763 | 4.2332 | 3.3756 | 5.2823 | 7.9271 | 6.6819 | 9.1245 | 4.006 | 3.874 | 5.4949 | 4.328 | 4.6133 | 9.8332 | 4.9796 | 6.7247 | 3.1641 | 2.9187 | 5.0625 | 2.9942 | 4.0692 | 5.9299 | 6.308 | 5.3662 | 4.1666 | 4.109 | 7.1061 | 3.5261 | 5.7337 | 2.8402 | 3.6063 | 2.8082 | 4.9262 | 3.7742 | 3.0837 | 4.703 | 6.9722 | 5.8893 | 8.0083 | 3.5704 | 3.4406 | 4.7867 | 3.8473 | 4.1699 | 8.6497 | 4.4441 | 5.8598 | 2.7935 | 2.5861 | 4.4494 | 2.6411 | 3.539 | 5.1881 | 5.5157 | 4.6698 | 3.6828 | 3.5876 | 6.1901 | 3.0838 | 4.9685 | 2.53 | 3.2365 | 2.4757 | 4.3008 | 3.3303 | 2.776 | 4.1144 | 6.0549 | 5.1178 | 6.9355 | 3.1567 | 3.0262 | 4.1439 | 3.4118 | 3.7233 | 7.5227 | 3.908 | 5.0499 | 2.2883 | 2.1302 | 3.6336 | 2.1678 | 2.8444 | 4.2073 | 4.4707 | 3.7687 | 3.0342 | 2.9013 | 4.9942 | 2.5002 | 3.988 | 2.1013 | 2.7202 | 2.035 | 3.4833 | 2.7325 | 2.3404 | 3.3399 | 4.8697 | 4.1233 | 5.5541 | 2.597 | 2.4768 | 3.3255 | 2.8205 | 3.1077 | 6.0522 | 3.1924 | 4.0333
1049 | 1.8995 | 4.5614 | 2.3386 | 3.0713 | 2.4542 | 3.7522 | 3.0733 | 3.4924 | 3.1468 | 6.7198 | 3.6106 | 4.7751 | 4.1528 | 9.7658 | 5.2662 | 6.7515 | 3.5311 | 3.2476 | 5.561 | 3.3782 | 4.6137 | 6.6067 | 7.2196 | 6.1033 | 4.7654 | 4.6808 | 8.123 | 3.9892 | 6.551 | 3.1564 | 4.0322 | 3.1606 | 5.5898 | 4.2432 | 3.3839 | 5.2935 | 7.945 | 6.6962 | 9.1434 | 4.0149 | 3.8832 | 5.5083 | 4.3372 | 4.6245 | 9.855 | 4.9894 | 6.7413 | 3.1714 | 2.9254 | 5.0747 | 3.0014 | 4.0779 | 5.9412 | 6.3231 | 5.3775 | 4.1767 | 4.1181 | 7.1231 | 3.5342 | 5.7479 | 2.8471 | 3.6152 | 2.8148 | 4.9381 | 3.7832 | 3.0913 | 4.7131 | 6.9878 | 5.9019 | 8.0252 | 3.5783 | 3.4488 | 4.7985 | 3.8556 | 4.18 | 8.6693 | 4.4529 | 5.8744 | 2.8 | 2.5921 | 4.4601 | 2.6474 | 3.5467 | 5.198 | 5.529 | 4.6797 | 3.6918 | 3.5955 | 6.2051 | 3.0909 | 4.9807 | 2.5362 | 3.2445 | 2.4817 | 4.3113 | 3.3384 | 2.783 | 4.1233 | 6.0685 | 5.1289 | 6.9505 | 3.1638 | 3.0335 | 4.1542 | 3.4191 | 3.7323 | 7.5402 | 3.9159 | 5.0625 | 2.2937 | 2.1352 | 3.6425 | 2.173 | 2.8507 | 4.2155 | 4.4816 | 3.7768 | 3.0416 | 2.9078 | 5.0063 | 2.506 | 3.9977 | 2.1064 | 2.7271 | 2.0399 | 3.4918 | 2.7392 | 2.3464 | 3.3472 | 4.8807 | 4.1322 | 5.5664 | 2.6029 | 2.4828 | 3.3338 | 2.8265 | 3.1153 | 6.0667 | 3.1989 | 4.0433
1050 | 1.903 | 4.568 | 2.343 | 3.077 | 2.4598 | 3.76 | 3.08 | 3.5 | 3.154 | 6.73 | 3.619 | 4.784 | 4.162 | 9.78 | 5.278 | 6.765 | 3.5393 | 3.2551 | 5.5743 | 3.3863 | 4.6234 | 6.6192 | 7.2367 | 6.116 | 4.7768 | 4.6912 | 8.1424 | 3.9983 | 6.5673 | 3.1639 | 4.0421 | 3.168 | 5.6033 | 4.2532 | 3.3923 | 5.3047 | 7.9628 | 6.7104 | 9.1623 | 4.0238 | 3.8925 | 5.5216 | 4.3464 | 4.6356 | 9.8769 | 4.9992 | 6.7579 | 3.1788 | 2.9322 | 5.0869 | 3.0086 | 4.0865 | 5.9525 | 6.3382 | 5.3888 | 4.1867 | 4.1272 | 7.1402 | 3.5423 | 5.7621 | 2.8539 | 3.6241 | 2.8215 | 4.95 | 3.7922 | 3.099 | 4.7231 | 7.0035 | 5.9146 | 8.0422 | 3.5863 | 3.4571 | 4.8102 | 3.8638 | 4.1901 | 8.689 | 4.4618 | 5.889 | 2.8065 | 2.5982 | 4.4709 | 2.6538 | 3.5543 | 5.208 | 5.5423 | 4.6896 | 3.7007 | 3.6034 | 6.22 | 3.098 | 4.9929 | 2.5423 | 3.2526 | 2.4876 | 4.3217 | 3.3464 | 2.7899 | 4.1321 | 6.0821 | 5.1399 | 6.9655 | 3.1709 | 3.0408 | 4.1644 | 3.4264 | 3.7414 | 7.5577 | 3.9238 | 5.0751 | 2.2991 | 2.1403 | 3.6514 | 2.1783 | 2.857 | 4.2237 | 4.4925 | 3.7849 | 3.0491 | 2.9142 | 5.0184 | 2.5118 | 4.0075 | 2.1116 | 2.7339 | 2.0449 | 3.5003 | 2.7459 | 2.3523 | 3.3545 | 4.8916 | 4.1411 | 5.5788 | 2.6088 | 2.4888 | 3.3421 | 2.8326 | 3.123 | 6.0812 | 3.2055 | 4.0534
1051 | 1.9067 | 4.5743 | 2.3476 | 3.083 | 2.4655 | 3.7697 | 3.0879 | 3.509 | 3.1619 | 6.7407 | 3.6294 | 4.7945 | 4.1727 | 9.7954 | 5.2903 | 6.7798 | 3.5498 | 3.2644 | 5.5915 | 3.3969 | 4.6354 | 6.6355 | 7.2586 | 6.1327 | 4.7917 | 4.7049 | 8.1672 | 4.0101 | 6.5889 | 3.1736 | 4.055 | 3.1776 | 5.6212 | 4.2661 | 3.403 | 5.3191 | 7.9856 | 6.729 | 9.1848 | 4.0352 | 3.9045 | 5.5395 | 4.3587 | 4.6503 | 9.9033 | 5.0111 | 6.7802 | 3.1882 | 2.9407 | 5.1026 | 3.018 | 4.0973 | 5.9672 | 6.3575 | 5.4036 | 4.1999 | 4.1392 | 7.1621 | 3.5528 | 5.7809 | 2.8627 | 3.6358 | 2.8302 | 4.9658 | 3.8039 | 3.1089 | 4.736 | 7.0235 | 5.9312 | 8.0625 | 3.5965 | 3.4678 | 4.8259 | 3.8747 | 4.2034 | 8.7129 | 4.4726 | 5.9086 | 2.8149 | 2.6058 | 4.4848 | 2.6621 | 3.5639 | 5.221 | 5.5593 | 4.7026 | 3.7125 | 3.6139 | 6.2392 | 3.1072 | 5.0091 | 2.5502 | 3.2632 | 2.4954 | 4.3355 | 3.3568 | 2.7988 | 4.1435 | 6.0994 | 5.1543 | 6.9835 | 3.18 | 3.0502 | 4.1781 | 3.4361 | 3.7534 | 7.579 | 3.9335 | 5.0921 | 2.306 | 2.1467 | 3.6629 | 2.1852 | 2.865 | 4.2344 | 4.5065 | 3.7955 | 3.059 | 2.9227 | 5.034 | 2.5193 | 4.0204 | 2.1183 | 2.7429 | 2.0514 | 3.5116 | 2.7546 | 2.3599 | 3.364 | 4.9055 | 4.1528 | 5.5937 | 2.6163 | 2.4966 | 3.3533 | 2.8407 | 3.1331 | 6.099 | 3.2136 | 4.067
1052 | 1.9104 | 4.5805 | 2.3522 | 3.089 | 2.4711 | 3.7794 | 3.0958 | 3.518 | 3.1697 | 6.7515 | 3.6398 | 4.8051 | 4.1834 | 9.8108 | 5.3026 | 6.7947 | 3.5602 | 3.2737 | 5.6086 | 3.4074 | 4.6474 | 6.6518 | 7.2804 | 6.1494 | 4.8066 | 4.7187 | 8.1921 | 4.022 | 6.6104 | 3.1833 | 4.0679 | 3.1872 | 5.6391 | 4.279 | 3.4138 | 5.3336 | 8.0083 | 6.7476 | 9.2073 | 4.0465 | 3.9165 | 5.5573 | 4.371 | 4.6649 | 9.9297 | 5.0231 | 6.8026 | 3.1977 | 2.9492 | 5.1182 | 3.0274 | 4.1081 | 5.9819 | 6.3769 | 5.4185 | 4.2131 | 4.1512 | 7.184 | 3.5633 | 5.7996 | 2.8715 | 3.6475 | 2.8388 | 4.9816 | 3.8156 | 3.1187 | 4.749 | 7.0434 | 5.9477 | 8.0827 | 3.6067 | 3.4785 | 4.8416 | 3.8857 | 4.2167 | 8.7368 | 4.4835 | 5.9283 | 2.8232 | 2.6134 | 4.4987 | 2.6705 | 3.5735 | 5.234 | 5.5763 | 4.7156 | 3.7243 | 3.6244 | 6.2583 | 3.1164 | 5.0252 | 2.5581 | 3.2737 | 2.5031 | 4.3493 | 3.3672 | 2.8078 | 4.155 | 6.1167 | 5.1688 | 7.0015 | 3.189 | 3.0597 | 4.1919 | 3.4458 | 3.7653 | 7.6003 | 3.9432 | 5.109 | 2.3129 | 2.1531 | 3.6744 | 2.1921 | 2.8729 | 4.2451 | 4.5205 | 3.8062 | 3.0688 | 2.9313 | 5.0496 | 2.5269 | 4.0333 | 2.1249 | 2.7519 | 2.0579 | 3.5228 | 2.7633 | 2.3675 | 3.3734 | 4.9194 | 4.1645 | 5.6085 | 2.6239 | 2.5044 | 3.3644 | 2.8487 | 3.1432 | 6.1167 | 3.2217 | 4.0805
1053 | 1.9142 | 4.5868 | 2.3567 | 3.095 | 2.4768 | 3.7892 | 3.1038 | 3.527 | 3.1776 | 6.7622 | 3.6501 | 4.8156 | 4.1942 | 9.8262 | 5.3149 | 6.8095 | 3.5707 | 3.283 | 5.6258 | 3.418 | 4.6594 | 6.6681 | 7.3023 | 6.1661 | 4.8215 | 4.7324 | 8.2169 | 4.0338 | 6.632 | 3.193 | 4.0808 | 3.1968 | 5.657 | 4.2919 | 3.4245 | 5.348 | 8.0311 | 6.7662 | 9.2298 | 4.0579 | 3.9284 | 5.5752 | 4.3833 | 4.6796 | 9.9561 | 5.035 | 6.8249 | 3.2071 | 2.9577 | 5.1339 | 3.0369 | 4.1189 | 5.9966 | 6.3962 | 5.4333 | 4.2263 | 4.1633 | 7.2059 | 3.5738 | 5.8184 | 2.8803 | 3.6591 | 2.8475 | 4.9974 | 3.8273 | 3.1286 | 4.7619 | 7.0634 | 5.9643 | 8.103 | 3.6169 | 3.4892 | 4.8574 | 3.8966 | 4.23 | 8.7607 | 4.4943 | 5.9479 | 2.8316 | 2.621 | 4.5125 | 2.6788 | 3.5831 | 5.2469 | 5.5934 | 4.7286 | 3.7361 | 3.6348 | 6.2775 | 3.1256 | 5.0414 | 2.566 | 3.2843 | 2.5109 | 4.3632 | 3.3777 | 2.8167 | 4.1664 | 6.134 | 5.1832 | 7.0195 | 3.1981 | 3.0691 | 4.2056 | 3.4555 | 3.7773 | 7.6216 | 3.9529 | 5.126 | 2.3199 | 2.1595 | 3.6859 | 2.1989 | 2.8809 | 4.2558 | 4.5344 | 3.8168 | 3.0787 | 2.9398 | 5.0652 | 2.5344 | 4.0462 | 2.1316 | 2.7609 | 2.0644 | 3.5341 | 2.7721 | 2.3752 | 3.3829 | 4.9333 | 4.1762 | 5.6234 | 2.6314 | 2.5123 | 3.3756 | 2.8568 | 3.1533 | 6.1345 | 3.2298 | 4.0941
1054 | 1.9179 | 4.593 | 2.3613 | 3.101 | 2.4824 | 3.7989 | 3.1117 | 3.536 | 3.1854 | 6.773 | 3.6605 | 4.8262 | 4.2049 | 9.8416 | 5.3272 | 6.8244 | 3.5811 | 3.2923 | 5.643 | 3.4285 | 4.6714 | 6.6844 | 7.3242 | 6.1828 | 4.8364 | 4.7461 | 8.2418 | 4.0456 | 6.6535 | 3.2027 | 4.0938 | 3.2064 | 5.6748 | 4.3049 | 3.4352 | 5.3625 | 8.0538 | 6.7849 | 9.2523 | 4.0693 | 3.9404 | 5.5931 | 4.3956 | 4.6942 | 9.9825 | 5.0469 | 6.8472 | 3.2165 | 2.9661 | 5.1495 | 3.0463 | 4.1297 | 6.0114 | 6.4155 | 5.4481 | 4.2395 | 4.1753 | 7.2278 | 3.5844 | 5.8372 | 2.8891 | 3.6708 | 2.8561 | 5.0132 | 3.839 | 3.1384 | 4.7749 | 7.0833 | 5.9809 | 8.1233 | 3.6271 | 3.5 | 4.8731 | 3.9076 | 4.2433 | 8.7846 | 4.5052 | 5.9675 | 2.8399 | 2.6286 | 4.5264 | 2.6871 | 3.5927 | 5.2599 | 5.6104 | 4.7416 | 3.7478 | 3.6453 | 6.2967 | 3.1348 | 5.0576 | 2.5739 | 3.2948 | 2.5186 | 4.377 | 3.3881 | 2.8256 | 4.1779 | 6.1513 | 5.1976 | 7.0375 | 3.2072 | 3.0786 | 4.2193 | 3.4652 | 3.7893 | 7.643 | 3.9626 | 5.1429 | 2.3268 | 2.1658 | 3.6973 | 2.2058 | 2.8888 | 4.2665 | 4.5484 | 3.8274 | 3.0885 | 2.9483 | 5.0808 | 2.5419 | 4.0591 | 2.1382 | 2.7698 | 2.0709 | 3.5453 | 2.7808 | 2.3828 | 3.3923 | 4.9472 | 4.1879 | 5.6382 | 2.639 | 2.5201 | 3.3868 | 2.8648 | 3.1634 | 6.1522 | 3.2379 | 4.1077
1055 | 1.9216 | 4.5993 | 2.3659 | 3.107 | 2.4881 | 3.8086 | 3.1196 | 3.545 | 3.1933 | 6.7837 | 3.6709 | 4.8367 | 4.2156 | 9.857 | 5.3395 | 6.8392 | 3.5916 | 3.3016 | 5.6601 | 3.4391 | 4.6834 | 6.7007 | 7.3461 | 6.1995 | 4.8513 | 4.7599 | 8.2666 | 4.0575 | 6.6751 | 3.2124 | 4.1067 | 3.216 | 5.6927 | 4.3178 | 3.446 | 5.3769 | 8.0766 | 6.8035 | 9.2748 | 4.0807 | 3.9524 | 5.611 | 4.4079 | 4.7089 | 10.0089 | 5.0589 | 6.8696 | 3.2259 | 2.9746 | 5.1652 | 3.0557 | 4.1405 | 6.0261 | 6.4349 | 5.4629 | 4.2527 | 4.1873 | 7.2498 | 3.5949 | 5.8559 | 2.8979 | 3.6825 | 2.8648 | 5.029 | 3.8507 | 3.1483 | 4.7878 | 7.1033 | 5.9974 | 8.1436 | 3.6373 | 3.5107 | 4.8888 | 3.9185 | 4.2566 | 8.8084 | 4.516 | 5.9871 | 2.8483 | 2.6362 | 4.5403 | 2.6955 | 3.6023 | 5.2729 | 5.6274 | 4.7546 | 3.7596 | 3.6558 | 6.3158 | 3.144 | 5.0738 | 2.5818 | 3.3054 | 2.5264 | 4.3908 | 3.3985 | 2.8345 | 4.1893 | 6.1686 | 5.2121 | 7.0555 | 3.2162 | 3.088 | 4.233 | 3.475 | 3.8012 | 7.6643 | 3.9723 | 5.1599 | 2.3337 | 2.1722 | 3.7088 | 2.2127 | 2.8968 | 4.2772 | 4.5624 | 3.838 | 3.0984 | 2.9569 | 5.0964 | 2.5494 | 4.072 | 2.1449 | 2.7788 | 2.0773 | 3.5566 | 2.7895 | 2.3904 | 3.4018 | 4.9611 | 4.1995 | 5.6531 | 2.6465 | 2.5279 | 3.3979 | 2.8729 | 3.1735 | 6.17 | 3.246 | 4.1213
1056 | 1.9253 | 4.6055 | 2.3705 | 3.113 | 2.4937 | 3.8183 | 3.1275 | 3.554 | 3.2012 | 6.7944 | 3.6813 | 4.8472 | 4.2263 | 9.8724 | 5.3518 | 6.854 | 3.602 | 3.3108 | 5.6773 | 3.4496 | 4.6953 | 6.717 | 7.3679 | 6.2161 | 4.8662 | 4.7736 | 8.2915 | 4.0693 | 6.6966 | 3.2221 | 4.1196 | 3.2256 | 5.7106 | 4.3307 | 3.4567 | 5.3914 | 8.0993 | 6.8221 | 9.2972 | 4.092 | 3.9644 | 5.6288 | 4.4202 | 4.7236 | 10.0353 | 5.0708 | 6.8919 | 3.2354 | 2.9831 | 5.1808 | 3.0651 | 4.1514 | 6.0408 | 6.4542 | 5.4778 | 4.2659 | 4.1993 | 7.2717 | 3.6054 | 5.8747 | 2.9067 | 3.6942 | 2.8734 | 5.0448 | 3.8624 | 3.1581 | 4.8007 | 7.1232 | 6.014 | 8.1638 | 3.6474 | 3.5214 | 4.9045 | 3.9295 | 4.2699 | 8.8323 | 4.5268 | 6.0068 | 2.8566 | 2.6438 | 4.5542 | 2.7038 | 3.6119 | 5.2859 | 5.6444 | 4.7676 | 3.7714 | 3.6663 | 6.335 | 3.1532 | 5.0899 | 2.5897 | 3.316 | 2.5341 | 4.4046 | 3.4089 | 2.8435 | 4.2008 | 6.1859 | 5.2265 | 7.0735 | 3.2253 | 3.0975 | 4.2468 | 3.4847 | 3.8132 | 7.6856 | 3.982 | 5.1768 | 2.3406 | 2.1786 | 3.7203 | 2.2196 | 2.9047 | 4.2879 | 4.5764 | 3.8487 | 3.1082 | 2.9654 | 5.112 | 2.557 | 4.0849 | 2.1516 | 2.7878 | 2.0838 | 3.5679 | 2.7982 | 2.398 | 3.4113 | 4.975 | 4.2112 | 5.668 | 2.654 | 2.5357 | 3.4091 | 2.881 | 3.1836 | 6.1878 | 3.2541 | 4.1348
1057 | 1.929 | 4.6118 | 2.3751 | 3.119 | 2.4993 | 3.828 | 3.1354 | 3.563 | 3.209 | 6.8052 | 3.6917 | 4.8578 | 4.237 | 9.8878 | 5.3641 | 6.8689 | 3.6125 | 3.3201 | 5.6945 | 3.4602 | 4.7073 | 6.7333 | 7.3898 | 6.2328 | 4.8811 | 4.7873 | 8.3163 | 4.0811 | 6.7182 | 3.2318 | 4.1325 | 3.2352 | 5.7285 | 4.3436 | 3.4674 | 5.4058 | 8.1221 | 6.8407 | 9.3197 | 4.1034 | 3.9764 | 5.6467 | 4.4325 | 4.7382 | 10.0617 | 5.0828 | 6.9142 | 3.2448 | 2.9916 | 5.1965 | 3.0745 | 4.1622 | 6.0555 | 6.4735 | 5.4926 | 4.2791 | 4.2113 | 7.2936 | 3.6159 | 5.8935 | 2.9156 | 3.7058 | 2.8821 | 5.0606 | 3.874 | 3.168 | 4.8137 | 7.1432 | 6.0306 | 8.1841 | 3.6576 | 3.5321 | 4.9202 | 3.9404 | 4.2832 | 8.8562 | 4.5377 | 6.0264 | 2.865 | 2.6514 | 4.568 | 2.7121 | 3.6215 | 5.2989 | 5.6615 | 4.7806 | 3.7832 | 3.6767 | 6.3541 | 3.1624 | 5.1061 | 2.5976 | 3.3265 | 2.5419 | 4.4184 | 3.4194 | 2.8524 | 4.2122 | 6.2033 | 5.2409 | 7.0914 | 3.2344 | 3.1069 | 4.2605 | 3.4944 | 3.8251 | 7.7069 | 3.9917 | 5.1938 | 2.3476 | 2.185 | 3.7318 | 2.2264 | 2.9127 | 4.2986 | 4.5904 | 3.8593 | 3.1181 | 2.9739 | 5.1276 | 2.5645 | 4.0978 | 2.1582 | 2.7968 | 2.0903 | 3.5791 | 2.8069 | 2.4057 | 3.4207 | 4.989 | 4.2229 | 5.6828 | 2.6616 | 2.5435 | 3.4203 | 2.889 | 3.1937 | 6.2055 | 3.2623 | 4.1484
1058 | 1.9328 | 4.618 | 2.3796 | 3.125 | 2.505 | 3.8378 | 3.1434 | 3.572 | 3.2169 | 6.8159 | 3.702 | 4.8683 | 4.2478 | 9.9032 | 5.3764 | 6.8837 | 3.6229 | 3.3294 | 5.7116 | 3.4708 | 4.7193 | 6.7497 | 7.4117 | 6.2495 | 4.896 | 4.8011 | 8.3411 | 4.0929 | 6.7397 | 3.2415 | 4.1454 | 3.2448 | 5.7464 | 4.3565 | 3.4781 | 5.4203 | 8.1448 | 6.8593 | 9.3422 | 4.1148 | 3.9884 | 5.6646 | 4.4448 | 4.7529 | 10.0881 | 5.0947 | 6.9365 | 3.2542 | 3.0001 | 5.2121 | 3.084 | 4.173 | 6.0702 | 6.4928 | 5.5074 | 4.2923 | 4.2233 | 7.3155 | 3.6264 | 5.9122 | 2.9244 | 3.7175 | 2.8907 | 5.0764 | 3.8857 | 3.1778 | 4.8266 | 7.1632 | 6.0472 | 8.2044 | 3.6678 | 3.5428 | 4.9359 | 3.9513 | 4.2965 | 8.8801 | 4.5485 | 6.046 | 2.8733 | 2.659 | 4.5819 | 2.7205 | 3.6311 | 5.3118 | 5.6785 | 4.7936 | 3.795 | 3.6872 | 6.3733 | 3.1716 | 5.1223 | 2.6055 | 3.3371 | 2.5496 | 4.4323 | 3.4298 | 2.8613 | 4.2236 | 6.2206 | 5.2554 | 7.1094 | 3.2435 | 3.1164 | 4.2742 | 3.5041 | 3.8371 | 7.7282 | 4.0015 | 5.2108 | 2.3545 | 2.1914 | 3.7433 | 2.2333 | 2.9206 | 4.3093 | 4.6043 | 3.8699 | 3.1279 | 2.9825 | 5.1432 | 2.572 | 4.1107 | 2.1649 | 2.8058 | 2.0968 | 3.5904 | 2.8156 | 2.4133 | 3.4302 | 5.0029 | 4.2346 | 5.6977 | 2.6691 | 2.5514 | 3.4314 | 2.8971 | 3.2038 | 6.2233 | 3.2704 | 4.162
1059 | 1.9365 | 4.6243 | 2.3842 | 3.131 | 2.5106 | 3.8475 | 3.1513 | 3.581 | 3.2247 | 6.8267 | 3.7124 | 4.8789 | 4.2585 | 9.9186 | 5.3887 | 6.8986 | 3.6334 | 3.3387 | 5.7288 | 3.4813 | 4.7313 | 6.766 | 7.4336 | 6.2662 | 4.9109 | 4.8148 | 8.366 | 4.1048 | 6.7613 | 3.2512 | 4.1583 | 3.2544 | 5.7643 | 4.3694 | 3.4889 | 5.4347 | 8.1676 | 6.8779 | 9.3647 | 4.1262 | 4.0003 | 5.6824 | 4.4571 | 4.7675 | 10.1146 | 5.1066 | 6.9589 | 3.2636 | 3.0086 | 5.2278 | 3.0934 | 4.1838 | 6.0849 | 6.5122 | 5.5223 | 4.3055 | 4.2354 | 7.3374 | 3.6369 | 5.931 | 2.9332 | 3.7292 | 2.8994 | 5.0922 | 3.8974 | 3.1877 | 4.8396 | 7.1831 | 6.0637 | 8.2247 | 3.678 | 3.5535 | 4.9517 | 3.9623 | 4.3098 | 8.904 | 4.5593 | 6.0656 | 2.8817 | 2.6666 | 4.5958 | 2.7288 | 3.6407 | 5.3248 | 5.6955 | 4.8066 | 3.8068 | 3.6977 | 6.3925 | 3.1808 | 5.1384 | 2.6134 | 3.3476 | 2.5574 | 4.4461 | 3.4402 | 2.8702 | 4.2351 | 6.2379 | 5.2698 | 7.1274 | 3.2525 | 3.1258 | 4.2879 | 3.5138 | 3.8491 | 7.7495 | 4.0112 | 5.2277 | 2.3614 | 2.1978 | 3.7548 | 2.2402 | 2.9286 | 4.3199 | 4.6183 | 3.8805 | 3.1378 | 2.991 | 5.1588 | 2.5796 | 4.1236 | 2.1716 | 2.8148 | 2.1033 | 3.6016 | 2.8244 | 2.4209 | 3.4396 | 5.0168 | 4.2463 | 5.7126 | 2.6767 | 2.5592 | 3.4426 | 2.9051 | 3.2139 | 6.241 | 3.2785 | 4.1756
1060 | 1.9402 | 4.6305 | 2.3888 | 3.137 | 2.5163 | 3.8572 | 3.1592 | 3.59 | 3.2326 | 6.8374 | 3.7228 | 4.8894 | 4.2692 | 9.934 | 5.401 | 6.9134 | 3.6438 | 3.348 | 5.746 | 3.4919 | 4.7433 | 6.7823 | 7.4554 | 6.2829 | 4.9258 | 4.8285 | 8.3908 | 4.1166 | 6.7828 | 3.2609 | 4.1712 | 3.264 | 5.7822 | 4.3824 | 3.4996 | 5.4492 | 8.1903 | 6.8965 | 9.3872 | 4.1375 | 4.0123 | 5.7003 | 4.4694 | 4.7822 | 10.141 | 5.1186 | 6.9812 | 3.2731 | 3.0171 | 5.2434 | 3.1028 | 4.1946 | 6.0997 | 6.5315 | 5.5371 | 4.3187 | 4.2474 | 7.3593 | 3.6474 | 5.9498 | 2.942 | 3.7409 | 2.908 | 5.108 | 3.9091 | 3.1975 | 4.8525 | 7.2031 | 6.0803 | 8.2449 | 3.6882 | 3.5642 | 4.9674 | 3.9732 | 4.3231 | 8.9279 | 4.5702 | 6.0853 | 2.89 | 2.6743 | 4.6097 | 2.7371 | 3.6503 | 5.3378 | 5.7125 | 4.8195 | 3.8185 | 3.7082 | 6.4116 | 3.19 | 5.1546 | 2.6213 | 3.3582 | 2.5651 | 4.4599 | 3.4506 | 2.8792 | 4.2465 | 6.2552 | 5.2842 | 7.1454 | 3.2616 | 3.1353 | 4.3017 | 3.5235 | 3.861 | 7.7709 | 4.0209 | 5.2447 | 2.3683 | 2.2041 | 3.7663 | 2.2471 | 2.9365 | 4.3306 | 4.6323 | 3.8912 | 3.1477 | 2.9995 | 5.1744 | 2.5871 | 4.1365 | 2.1782 | 2.8237 | 2.1098 | 3.6129 | 2.8331 | 2.4285 | 3.4491 | 5.0307 | 4.258 | 5.7274 | 2.6842 | 2.567 | 3.4538 | 2.9132 | 3.224 | 6.2588 | 3.2866 | 4.1891
1061 | 1.9439 | 4.6368 | 2.3934 | 3.143 | 2.5219 | 3.8669 | 3.1671 | 3.599 | 3.2405 | 6.8481 | 3.7332 | 4.8999 | 4.2799 | 9.9494 | 5.4133 | 6.9282 | 3.6543 | 3.3573 | 5.7632 | 3.5024 | 4.7553 | 6.7986 | 7.4773 | 6.2996 | 4.9407 | 4.8423 | 8.4157 | 4.1284 | 6.8044 | 3.2706 | 4.1841 | 3.2736 | 5.8 | 4.3953 | 3.5103 | 5.4636 | 8.2131 | 6.9151 | 9.4097 | 4.1489 | 4.0243 | 5.7182 | 4.4817 | 4.7968 | 10.1674 | 5.1305 | 7.0035 | 3.2825 | 3.0255 | 5.2591 | 3.1122 | 4.2054 | 6.1144 | 6.5508 | 5.5519 | 4.3319 | 4.2594 | 7.3812 | 3.658 | 5.9685 | 2.9508 | 3.7526 | 2.9167 | 5.1238 | 3.9208 | 3.2074 | 4.8654 | 7.223 | 6.0969 | 8.2652 | 3.6984 | 3.575 | 4.9831 | 3.9842 | 4.3364 | 8.9518 | 4.581 | 6.1049 | 2.8984 | 2.6819 | 4.6235 | 2.7455 | 3.6599 | 5.3508 | 5.7295 | 4.8325 | 3.8303 | 3.7187 | 6.4308 | 3.1992 | 5.1708 | 2.6292 | 3.3688 | 2.5729 | 4.4737 | 3.4611 | 2.8881 | 4.258 | 6.2725 | 5.2986 | 7.1634 | 3.2707 | 3.1447 | 4.3154 | 3.5332 | 3.873 | 7.7922 | 4.0306 | 5.2616 | 2.3752 | 2.2105 | 3.7777 | 2.2539 | 2.9445 | 4.3413 | 4.6463 | 3.9018 | 3.1575 | 3.0081 | 5.19 | 2.5946 | 4.1494 | 2.1849 | 2.8327 | 2.1163 | 3.6242 | 2.8418 | 2.4362 | 3.4586 | 5.0446 | 4.2697 | 5.7423 | 2.6918 | 2.5748 | 3.4649 | 2.9213 | 3.2341 | 6.2765 | 3.2947 | 4.2027
1062 | 1.9476 | 4.643 | 2.398 | 3.149 | 2.5276 | 3.8766 | 3.175 | 3.608 | 3.2483 | 6.8589 | 3.7436 | 4.9105 | 4.2906 | 9.9648 | 5.4256 | 6.9431 | 3.6647 | 3.3666 | 5.7803 | 3.513 | 4.7673 | 6.8149 | 7.4992 | 6.3163 | 4.9556 | 4.856 | 8.4405 | 4.1403 | 6.8259 | 3.2803 | 4.1971 | 3.2832 | 5.8179 | 4.4082 | 3.5211 | 5.4781 | 8.2358 | 6.9338 | 9.4322 | 4.1603 | 4.0363 | 5.7361 | 4.494 | 4.8115 | 10.1938 | 5.1424 | 7.0259 | 3.2919 | 3.034 | 5.2747 | 3.1217 | 4.2162 | 6.1291 | 6.5702 | 5.5667 | 4.3451 | 4.2714 | 7.4031 | 3.6685 | 5.9873 | 2.9596 | 3.7642 | 2.9253 | 5.1396 | 3.9325 | 3.2172 | 4.8784 | 7.243 | 6.1134 | 8.2855 | 3.7086 | 3.5857 | 4.9988 | 3.9951 | 4.3497 | 8.9757 | 4.5919 | 6.1245 | 2.9067 | 2.6895 | 4.6374 | 2.7538 | 3.6695 | 5.3638 | 5.7466 | 4.8455 | 3.8421 | 3.7291 | 6.45 | 3.2084 | 5.187 | 2.6371 | 3.3793 | 2.5807 | 4.4875 | 3.4715 | 2.897 | 4.2694 | 6.2898 | 5.3131 | 7.1814 | 3.2797 | 3.1542 | 4.3291 | 3.5429 | 3.885 | 7.8135 | 4.0403 | 5.2786 | 2.3822 | 2.2169 | 3.7892 | 2.2608 | 2.9524 | 4.352 | 4.6603 | 3.9124 | 3.1674 | 3.0166 | 5.2056 | 2.6022 | 4.1623 | 2.1915 | 2.8417 | 2.1228 | 3.6354 | 2.8505 | 2.4438 | 3.468 | 5.0585 | 4.2814 | 5.7571 | 2.6993 | 2.5827 | 3.4761 | 2.9293 | 3.2442 | 6.2943 | 3.3028 | 4.2163
1063 | 1.9514 | 4.6493 | 2.4025 | 3.155 | 2.5332 | 3.8864 | 3.183 | 3.617 | 3.2562 | 6.8696 | 3.7539 | 4.921 | 4.3014 | 9.9802 | 5.4379 | 6.9579 | 3.6752 | 3.3759 | 5.7975 | 3.5236 | 4.7793 | 6.8312 | 7.521 | 6.333 | 4.9705 | 4.8697 | 8.4654 | 4.1521 | 6.8475 | 3.29 | 4.21 | 3.2927 | 5.8358 | 4.4211 | 3.5318 | 5.4925 | 8.2586 | 6.9524 | 9.4547 | 4.1717 | 4.0483 | 5.7539 | 4.5063 | 4.8262 | 10.2202 | 5.1544 | 7.0482 | 3.3013 | 3.0425 | 5.2904 | 3.1311 | 4.227 | 6.1438 | 6.5895 | 5.5816 | 4.3583 | 4.2834 | 7.425 | 3.679 | 6.0061 | 2.9684 | 3.7759 | 2.934 | 5.1553 | 3.9442 | 3.2271 | 4.8913 | 7.263 | 6.13 | 8.3058 | 3.7188 | 3.5964 | 5.0145 | 4.0061 | 4.363 | 8.9995 | 4.6027 | 6.1441 | 2.9151 | 2.6971 | 4.6513 | 2.7622 | 3.6791 | 5.3767 | 5.7636 | 4.8585 | 3.8539 | 3.7396 | 6.4691 | 3.2177 | 5.2031 | 2.645 | 3.3899 | 2.5884 | 4.5014 | 3.4819 | 2.9059 | 4.2808 | 6.3071 | 5.3275 | 7.1994 | 3.2888 | 3.1636 | 4.3428 | 3.5527 | 3.8969 | 7.8348 | 4.05 | 5.2955 | 2.3891 | 2.2233 | 3.8007 | 2.2677 | 2.9604 | 4.3627 | 4.6742 | 3.9231 | 3.1772 | 3.0251 | 5.2212 | 2.6097 | 4.1752 | 2.1982 | 2.8507 | 2.1293 | 3.6467 | 2.8592 | 2.4514 | 3.4775 | 5.0724 | 4.2931 | 5.772 | 2.7068 | 2.5905 | 3.4873 | 2.9374 | 3.2543 | 6.3121 | 3.3109 | 4.2299
1064 | 1.9551 | 4.6555 | 2.4071 | 3.161 | 2.5388 | 3.8961 | 3.1909 | 3.626 | 3.264 | 6.8804 | 3.7643 | 4.9316 | 4.3121 | 9.9956 | 5.4502 | 6.9728 | 3.6856 | 3.3852 | 5.8147 | 3.5341 | 4.7913 | 6.8475 | 7.5429 | 6.3497 | 4.9854 | 4.8835 | 8.4902 | 4.1639 | 6.869 | 3.2997 | 4.2229 | 3.3023 | 5.8537 | 4.434 | 3.5425 | 5.507 | 8.2813 | 6.971 | 9.4772 | 4.183 | 4.0602 | 5.7718 | 4.5186 | 4.8408 | 10.2466 | 5.1663 | 7.0705 | 3.3108 | 3.051 | 5.306 | 3.1405 | 4.2378 | 6.1585 | 6.6088 | 5.5964 | 4.3715 | 4.2955 | 7.4469 | 3.6895 | 6.0248 | 2.9772 | 3.7876 | 2.9426 | 5.1711 | 3.9559 | 3.2369 | 4.9043 | 7.2829 | 6.1466 | 8.326 | 3.729 | 3.6071 | 5.0302 | 4.017 | 4.3763 | 9.0234 | 4.6135 | 6.1638 | 2.9234 | 2.7047 | 4.6652 | 2.7705 | 3.6887 | 5.3897 | 5.7806 | 4.8715 | 3.8657 | 3.7501 | 6.4883 | 3.2269 | 5.2193 | 2.6529 | 3.4004 | 2.5962 | 4.5152 | 3.4923 | 2.9149 | 4.2923 | 6.3244 | 5.3419 | 7.2174 | 3.2979 | 3.1731 | 4.3566 | 3.5624 | 3.9089 | 7.8561 | 4.0597 | 5.3125 | 2.396 | 2.2297 | 3.8122 | 2.2746 | 2.9683 | 4.3734 | 4.6882 | 3.9337 | 3.1871 | 3.0337 | 5.2368 | 2.6172 | 4.1881 | 2.2049 | 2.8597 | 2.1357 | 3.6579 | 2.868 | 2.459 | 3.4869 | 5.0863 | 4.3047 | 5.7869 | 2.7144 | 2.5983 | 3.4984 | 2.9454 | 3.2644 | 6.3298 | 3.319 | 4.2434
1065 | 1.9588 | 4.6618 | 2.4117 | 3.167 | 2.5445 | 3.9058 | 3.1988 | 3.635 | 3.2719 | 6.8911 | 3.7747 | 4.9421 | 4.3228 | 10.011 | 5.4625 | 6.9876 | 3.6961 | 3.3945 | 5.8318 | 3.5447 | 4.8033 | 6.8638 | 7.5648 | 6.3664 | 5.0003 | 4.8972 | 8.515 | 4.1758 | 6.8906 | 3.3094 | 4.2358 | 3.3119 | 5.8716 | 4.4469 | 3.5533 | 5.5214 | 8.3041 | 6.9896 | 9.4997 | 4.1944 | 4.0722 | 5.7897 | 4.5309 | 4.8555 | 10.273 | 5.1783 | 7.0929 | 3.3202 | 3.0595 | 5.3217 | 3.1499 | 4.2486 | 6.1732 | 6.6282 | 5.6112 | 4.3846 | 4.3075 | 7.4689 | 3.7 | 6.0436 | 2.986 | 3.7993 | 2.9513 | 5.1869 | 3.9676 | 3.2468 | 4.9172 | 7.3029 | 6.1631 | 8.3463 | 3.7392 | 3.6178 | 5.046 | 4.0279 | 4.3896 | 9.0473 | 4.6244 | 6.1834 | 2.9318 | 2.7123 | 4.679 | 2.7788 | 3.6983 | 5.4027 | 5.7976 | 4.8845 | 3.8775 | 3.7606 | 6.5075 | 3.2361 | 5.2355 | 2.6608 | 3.411 | 2.6039 | 4.529 | 3.5028 | 2.9238 | 4.3037 | 6.3417 | 5.3564 | 7.2354 | 3.3069 | 3.1825 | 4.3703 | 3.5721 | 3.9209 | 7.8774 | 4.0694 | 5.3295 | 2.4029 | 2.2361 | 3.8237 | 2.2815 | 2.9763 | 4.3841 | 4.7022 | 3.9443 | 3.1969 | 3.0422 | 5.2524 | 2.6247 | 4.201 | 2.2115 | 2.8687 | 2.1422 | 3.6692 | 2.8767 | 2.4667 | 3.4964 | 5.1002 | 4.3164 | 5.8017 | 2.7219 | 2.6061 | 3.5096 | 2.9535 | 3.2745 | 6.3476 | 3.3271 | 4.257
1066 | 1.9625 | 4.6681 | 2.4163 | 3.173 | 2.5501 | 3.9155 | 3.2067 | 3.644 | 3.2798 | 6.9018 | 3.7851 | 4.9526 | 4.3335 | 10.0264 | 5.4748 | 7.0024 | 3.7065 | 3.4037 | 5.849 | 3.5552 | 4.8153 | 6.8801 | 7.5867 | 6.3831 | 5.0152 | 4.9109 | 8.5399 | 4.1876 | 6.9121 | 3.3191 | 4.2487 | 3.3215 | 5.8895 | 4.4599 | 3.564 | 5.5359 | 8.3268 | 7.0082 | 9.5222 | 4.2058 | 4.0842 | 5.8076 | 4.5432 | 4.8701 | 10.2994 | 5.1902 | 7.1152 | 3.3296 | 3.068 | 5.3373 | 3.1593 | 4.2594 | 6.1879 | 6.6475 | 5.626 | 4.3978 | 4.3195 | 7.4908 | 3.7105 | 6.0624 | 2.9948 | 3.8109 | 2.9599 | 5.2027 | 3.9793 | 3.2566 | 4.9301 | 7.3228 | 6.1797 | 8.3666 | 3.7493 | 3.6285 | 5.0617 | 4.0389 | 4.4028 | 9.0712 | 4.6352 | 6.203 | 2.9401 | 2.7199 | 4.6929 | 2.7872 | 3.7079 | 5.4157 | 5.8147 | 4.8975 | 3.8893 | 3.771 | 6.5266 | 3.2453 | 5.2516 | 2.6687 | 3.4216 | 2.6117 | 4.5428 | 3.5132 | 2.9327 | 4.3152 | 6.359 | 5.3708 | 7.2534 | 3.316 | 3.192 | 4.384 | 3.5818 | 3.9328 | 7.8987 | 4.0791 | 5.3464 | 2.4099 | 2.2424 | 3.8352 | 2.2883 | 2.9842 | 4.3948 | 4.7162 | 3.9549 | 3.2068 | 3.0507 | 5.268 | 2.6323 | 4.2139 | 2.2182 | 2.8776 | 2.1487 | 3.6804 | 2.8854 | 2.4743 | 3.5059 | 5.1141 | 4.3281 | 5.8166 | 2.7295 | 2.6139 | 3.5208 | 2.9616 | 3.2846 | 6.3653 | 3.3352 | 4.2706
1067 | 1.9662 | 4.6743 | 2.4209 | 3.179 | 2.5558 | 3.9252 | 3.2146 | 3.653 | 3.2876 | 6.9126 | 3.7955 | 4.9632 | 4.3442 | 10.0418 | 5.4871 | 7.0173 | 3.717 | 3.413 | 5.8662 | 3.5658 | 4.8272 | 6.8964 | 7.6085 | 6.3997 | 5.0301 | 4.9247 | 8.5647 | 4.1994 | 6.9337 | 3.3288 | 4.2616 | 3.3311 | 5.9074 | 4.4728 | 3.5747 | 5.5503 | 8.3496 | 7.0268 | 9.5447 | 4.2172 | 4.0962 | 5.8254 | 4.5555 | 4.8848 | 10.3258 | 5.2021 | 7.1375 | 3.3391 | 3.0765 | 5.353 | 3.1688 | 4.2702 | 6.2027 | 6.6668 | 5.6409 | 4.411 | 4.3315 | 7.5127 | 3.721 | 6.0811 | 3.0036 | 3.8226 | 2.9686 | 5.2185 | 3.991 | 3.2665 | 4.9431 | 7.3428 | 6.1963 | 8.3868 | 3.7595 | 3.6392 | 5.0774 | 4.0498 | 4.4161 | 9.0951 | 4.6461 | 6.2227 | 2.9485 | 2.7275 | 4.7068 | 2.7955 | 3.7175 | 5.4287 | 5.8317 | 4.9105 | 3.901 | 3.7815 | 6.5458 | 3.2545 | 5.2678 | 2.6766 | 3.4321 | 2.6194 | 4.5567 | 3.5236 | 2.9416 | 4.3266 | 6.3763 | 5.3852 | 7.2714 | 3.3251 | 3.2014 | 4.3977 | 3.5915 | 3.9448 | 7.9201 | 4.0888 | 5.3634 | 2.4168 | 2.2488 | 3.8467 | 2.2952 | 2.9922 | 4.4055 | 4.7301 | 3.9656 | 3.2166 | 3.0593 | 5.2836 | 2.6398 | 4.2268 | 2.2248 | 2.8866 | 2.1552 | 3.6917 | 2.8941 | 2.4819 | 3.5153 | 5.128 | 4.3398 | 5.8314 | 2.737 | 2.6218 | 3.5319 | 2.9696 | 3.2947 | 6.3831 | 3.3433 | 4.2841
1068 | 1.97 | 4.6806 | 2.4254 | 3.185 | 2.5614 | 3.935 | 3.2226 | 3.662 | 3.2955 | 6.9233 | 3.8058 | 4.9737 | 4.355 | 10.0572 | 5.4994 | 7.0321 | 3.7274 | 3.4223 | 5.8833 | 3.5763 | 4.8392 | 6.9127 | 7.6304 | 6.4164 | 5.045 | 4.9384 | 8.5896 | 4.2112 | 6.9552 | 3.3385 | 4.2745 | 3.3407 | 5.9252 | 4.4857 | 3.5854 | 5.5648 | 8.3723 | 7.0454 | 9.5671 | 4.2285 | 4.1082 | 5.8433 | 4.5678 | 4.8995 | 10.3522 | 5.2141 | 7.1598 | 3.3485 | 3.0849 | 5.3686 | 3.1782 | 4.2811 | 6.2174 | 6.6862 | 5.6557 | 4.4242 | 4.3435 | 7.5346 | 3.7316 | 6.0999 | 3.0124 | 3.8343 | 2.9772 | 5.2343 | 4.0027 | 3.2763 | 4.956 | 7.3627 | 6.2128 | 8.4071 | 3.7697 | 3.65 | 5.0931 | 4.0608 | 4.4294 | 9.119 | 4.6569 | 6.2423 | 2.9568 | 2.7351 | 4.7207 | 2.8038 | 3.7271 | 5.4416 | 5.8487 | 4.9235 | 3.9128 | 3.792 | 6.565 | 3.2637 | 5.284 | 2.6845 | 3.4427 | 2.6272 | 4.5705 | 3.534 | 2.9506 | 4.3381 | 6.3936 | 5.3997 | 7.2894 | 3.3342 | 3.2109 | 4.4115 | 3.6012 | 3.9568 | 7.9414 | 4.0985 | 5.3803 | 2.4237 | 2.2552 | 3.8581 | 2.3021 | 3.0001 | 4.4162 | 4.7441 | 3.9762 | 3.2265 | 3.0678 | 5.2992 | 2.6473 | 4.2397 | 2.2315 | 2.8956 | 2.1617 | 3.703 | 2.9028 | 2.4895 | 3.5248 | 5.1419 | 4.3515 | 5.8463 | 2.7445 | 2.6296 | 3.5431 | 2.9777 | 3.3048 | 6.4009 | 3.3514 | 4.2977
1069 | 1.9737 | 4.6868 | 2.43 | 3.191 | 2.5671 | 3.9447 | 3.2305 | 3.671 | 3.3033 | 6.9341 | 3.8162 | 4.9843 | 4.3657 | 10.0726 | 5.5117 | 7.047 | 3.7379 | 3.4316 | 5.9005 | 3.5869 | 4.8512 | 6.929 | 7.6523 | 6.4331 | 5.06 | 4.9521 | 8.6144 | 4.2231 | 6.9768 | 3.3482 | 4.2874 | 3.3503 | 5.9431 | 4.4986 | 3.5962 | 5.5792 | 8.3951 | 7.0641 | 9.5896 | 4.2399 | 4.1202 | 5.8612 | 4.5801 | 4.9141 | 10.3786 | 5.226 | 7.1822 | 3.3579 | 3.0934 | 5.3843 | 3.1876 | 4.2919 | 6.2321 | 6.7055 | 5.6705 | 4.4374 | 4.3556 | 7.5565 | 3.7421 | 6.1187 | 3.0212 | 3.846 | 2.9859 | 5.2501 | 4.0143 | 3.2862 | 4.9689 | 7.3827 | 6.2294 | 8.4274 | 3.7799 | 3.6607 | 5.1088 | 4.0717 | 4.4427 | 9.1429 | 4.6677 | 6.2619 | 2.9652 | 2.7427 | 4.7345 | 2.8122 | 3.7367 | 5.4546 | 5.8657 | 4.9365 | 3.9246 | 3.8025 | 6.5841 | 3.2729 | 5.3002 | 2.6924 | 3.4532 | 2.6349 | 4.5843 | 3.5445 | 2.9595 | 4.3495 | 6.4109 | 5.4141 | 7.3074 | 3.3432 | 3.2203 | 4.4252 | 3.6109 | 3.9687 | 7.9627 | 4.1082 | 5.3973 | 2.4306 | 2.2616 | 3.8696 | 2.309 | 3.0081 | 4.4269 | 4.7581 | 3.9868 | 3.2364 | 3.0763 | 5.3148 | 2.6549 | 4.2526 | 2.2382 | 2.9046 | 2.1682 | 3.7142 | 2.9115 | 2.4972 | 3.5343 | 5.1559 | 4.3632 | 5.8612 | 2.7521 | 2.6374 | 3.5543 | 2.9857 | 3.3149 | 6.4186 | 3.3595 | 4.3113
1070 | 1.9774 | 4.6931 | 2.4346 | 3.197 | 2.5727 | 3.9544 | 3.2384 | 3.68 | 3.3112 | 6.9448 | 3.8266 | 4.9948 | 4.3764 | 10.088 | 5.524 | 7.0618 | 3.7484 | 3.4409 | 5.9177 | 3.5975 | 4.8632 | 6.9453 | 7.6742 | 6.4498 | 5.0749 | 4.9659 | 8.6393 | 4.2349 | 6.9984 | 3.3579 | 4.3004 | 3.3599 | 5.961 | 4.5115 | 3.6069 | 5.5936 | 8.4178 | 7.0827 | 9.6121 | 4.2513 | 4.1321 | 5.879 | 4.5924 | 4.9288 | 10.405 | 5.2379 | 7.2045 | 3.3673 | 3.1019 | 5.3999 | 3.197 | 4.3027 | 6.2468 | 6.7248 | 5.6854 | 4.4506 | 4.3676 | 7.5784 | 3.7526 | 6.1374 | 3.03 | 3.8577 | 2.9945 | 5.2659 | 4.026 | 3.296 | 4.9819 | 7.4027 | 6.246 | 8.4477 | 3.7901 | 3.6714 | 5.1245 | 4.0827 | 4.456 | 9.1668 | 4.6786 | 6.2815 | 2.9736 | 2.7503 | 4.7484 | 2.8205 | 3.7463 | 5.4676 | 5.8827 | 4.9495 | 3.9364 | 3.8129 | 6.6033 | 3.2821 | 5.3163 | 2.7003 | 3.4638 | 2.6427 | 4.5981 | 3.5549 | 2.9684 | 4.3609 | 6.4282 | 5.4285 | 7.3254 | 3.3523 | 3.2298 | 4.4389 | 3.6206 | 3.9807 | 7.984 | 4.1179 | 5.4142 | 2.4375 | 2.268 | 3.8811 | 2.3158 | 3.016 | 4.4376 | 4.7721 | 3.9974 | 3.2462 | 3.0849 | 5.3304 | 2.6624 | 4.2655 | 2.2448 | 2.9136 | 2.1747 | 3.7255 | 2.9203 | 2.5048 | 3.5437 | 5.1698 | 4.3749 | 5.876 | 2.7596 | 2.6452 | 3.5654 | 2.9938 | 3.325 | 6.4364 | 3.3676 | 4.3249
1071 | 1.9811 | 4.6993 | 2.4392 | 3.203 | 2.5784 | 3.9641 | 3.2463 | 3.689 | 3.3191 | 6.9555 | 3.837 | 5.0053 | 4.3871 | 10.1034 | 5.5363 | 7.0766 | 3.7588 | 3.4502 | 5.9348 | 3.608 | 4.8752 | 6.9616 | 7.696 | 6.4665 | 5.0898 | 4.9796 | 8.6641 | 4.2467 | 7.0199 | 3.3676 | 4.3133 | 3.3695 | 5.9789 | 4.5244 | 3.6176 | 5.6081 | 8.4406 | 7.1013 | 9.6346 | 4.2627 | 4.1441 | 5.8969 | 4.6047 | 4.9434 | 10.4314 | 5.2499 | 7.2268 | 3.3768 | 3.1104 | 5.4156 | 3.2064 | 4.3135 | 6.2615 | 6.7441 | 5.7002 | 4.4638 | 4.3796 | 7.6003 | 3.7631 | 6.1562 | 3.0389 | 3.8693 | 3.0032 | 5.2817 | 4.0377 | 3.3059 | 4.9948 | 7.4226 | 6.2626 | 8.4679 | 3.8003 | 3.6821 | 5.1403 | 4.0936 | 4.4693 | 9.1906 | 4.6894 | 6.3012 | 2.9819 | 2.7579 | 4.7623 | 2.8288 | 3.7559 | 5.4806 | 5.8998 | 4.9625 | 3.9482 | 3.8234 | 6.6224 | 3.2913 | 5.3325 | 2.7082 | 3.4744 | 2.6504 | 4.6119 | 3.5653 | 2.9773 | 4.3724 | 6.4456 | 5.443 | 7.3433 | 3.3614 | 3.2392 | 4.4526 | 3.6304 | 3.9926 | 8.0053 | 4.1276 | 5.4312 | 2.4445 | 2.2744 | 3.8926 | 2.3227 | 3.024 | 4.4483 | 4.7861 | 4.0081 | 3.2561 | 3.0934 | 5.346 | 2.6699 | 4.2784 | 2.2515 | 2.9226 | 2.1812 | 3.7367 | 2.929 | 2.5124 | 3.5532 | 5.1837 | 4.3866 | 5.8909 | 2.7672 | 2.653 | 3.5766 | 3.0019 | 3.3351 | 6.4541 | 3.3758 | 4.3384
1072 | 1.9848 | 4.7056 | 2.4438 | 3.209 | 2.584 | 3.9738 | 3.2542 | 3.698 | 3.3269 | 6.9663 | 3.8474 | 5.0159 | 4.3978 | 10.1188 | 5.5486 | 7.0915 | 3.7693 | 3.4595 | 5.952 | 3.6186 | 4.8872 | 6.9779 | 7.7179 | 6.4832 | 5.1047 | 4.9933 | 8.6889 | 4.2586 | 7.0415 | 3.3773 | 4.3262 | 3.3791 | 5.9968 | 4.5374 | 3.6284 | 5.6225 | 8.4633 | 7.1199 | 9.6571 | 4.274 | 4.1561 | 5.9148 | 4.617 | 4.9581 | 10.4578 | 5.2618 | 7.2492 | 3.3862 | 3.1189 | 5.4312 | 3.2159 | 4.3243 | 6.2762 | 6.7635 | 5.715 | 4.477 | 4.3916 | 7.6222 | 3.7736 | 6.175 | 3.0477 | 3.881 | 3.0118 | 5.2975 | 4.0494 | 3.3157 | 5.0078 | 7.4426 | 6.2791 | 8.4882 | 3.8105 | 3.6928 | 5.156 | 4.1045 | 4.4826 | 9.2145 | 4.7003 | 6.3208 | 2.9903 | 2.7655 | 4.7762 | 2.8372 | 3.7655 | 5.4936 | 5.9168 | 4.9755 | 3.96 | 3.8339 | 6.6416 | 3.3005 | 5.3487 | 2.7161 | 3.4849 | 2.6582 | 4.6258 | 3.5757 | 2.9863 | 4.3838 | 6.4629 | 5.4574 | 7.3613 | 3.3704 | 3.2487 | 4.4664 | 3.6401 | 4.0046 | 8.0266 | 4.1373 | 5.4481 | 2.4514 | 2.2807 | 3.9041 | 2.3296 | 3.0319 | 4.459 | 4.8 | 4.0187 | 3.2659 | 3.1019 | 5.3616 | 2.6774 | 4.2913 | 2.2581 | 2.9315 | 2.1877 | 3.748 | 2.9377 | 2.52 | 3.5626 | 5.1976 | 4.3983 | 5.9057 | 2.7747 | 2.6609 | 3.5878 | 3.0099 | 3.3452 | 6.4719 | 3.3839 | 4.352
1073 | 1.9886 | 4.7118 | 2.4483 | 3.215 | 2.5918 | 3.9836 | 3.2622 | 3.707 | 3.3348 | 6.977 | 3.8577 | 5.0264 | 4.4086 | 10.1342 | 5.5609 | 7.1063 | 3.7797 | 3.4688 | 5.9692 | 3.6291 | 4.8992 | 6.9943 | 7.7398 | 6.4999 | 5.1196 | 5.0071 | 8.7138 | 4.2704 | 7.063 | 3.387 | 4.3391 | 3.3887 | 6.0147 | 4.5503 | 3.6391 | 5.637 | 8.4861 | 7.1385 | 9.6796 | 4.2854 | 4.1681 | 5.9327 | 4.6293 | 4.9727 | 10.4842 | 5.2738 | 7.2715 | 3.3956 | 3.1274 | 5.4469 | 3.2253 | 4.3351 | 6.291 | 6.7828 | 5.7298 | 4.4902 | 4.4036 | 7.6441 | 3.7841 | 6.1937 | 3.0565 | 3.8927 | 3.0205 | 5.3133 | 4.0611 | 3.3256 | 5.0207 | 7.4625 | 6.2957 | 8.5085 | 3.8207 | 3.7035 | 5.1717 | 4.1155 | 4.4959 | 9.2384 | 4.7111 | 6.3404 | 2.9986 | 2.7731 | 4.79 | 2.8455 | 3.7751 | 5.5065 | 5.9338 | 4.9885 | 3.9717 | 3.8444 | 6.6608 | 3.3097 | 5.3648 | 2.724 | 3.4955 | 2.666 | 4.6396 | 3.5862 | 2.9952 | 4.3953 | 6.4802 | 5.4718 | 7.3793 | 3.3795 | 3.2581 | 4.4801 | 3.6498 | 4.0166 | 8.048 | 4.1471 | 5.4651 | 2.4583 | 2.2871 | 3.9156 | 2.3365 | 3.0399 | 4.4697 | 4.814 | 4.0293 | 3.2758 | 3.1105 | 5.3772 | 2.685 | 4.3042 | 2.2648 | 2.9405 | 2.1941 | 3.7593 | 2.9464 | 2.5277 | 3.5721 | 5.2115 | 4.4099 | 5.9206 | 2.7823 | 2.6687 | 3.5989 | 3.018 | 3.3553 | 6.4896 | 3.392 | 4.3656
1074 | 1.9923 | 4.7181 | 2.4529 | 3.221 | 2.5995 | 3.9933 | 3.2701 | 3.716 | 3.3426 | 6.9878 | 3.8681 | 5.037 | 4.4193 | 10.1496 | 5.5732 | 7.1212 | 3.7902 | 3.4781 | 5.9863 | 3.6397 | 4.9112 | 7.0106 | 7.7616 | 6.5166 | 5.1345 | 5.0208 | 8.7386 | 4.2822 | 7.0846 | 3.3967 | 4.352 | 3.3983 | 6.0326 | 4.5632 | 3.6498 | 5.6514 | 8.5088 | 7.1571 | 9.7021 | 4.2968 | 4.1801 | 5.9505 | 4.6416 | 4.9874 | 10.5106 | 5.2857 | 7.2938 | 3.405 | 3.1358 | 5.4625 | 3.2347 | 4.3459 | 6.3057 | 6.8021 | 5.7447 | 4.5034 | 4.4156 | 7.6661 | 3.7946 | 6.2125 | 3.0653 | 3.9044 | 3.0291 | 5.3291 | 4.0728 | 3.3354 | 5.0336 | 7.4825 | 6.3123 | 8.5288 | 3.8309 | 3.7142 | 5.1874 | 4.1264 | 4.5092 | 9.2623 | 4.7219 | 6.36 | 3.007 | 2.7807 | 4.8039 | 2.8538 | 3.7847 | 5.5195 | 5.9508 | 5.0015 | 3.9835 | 3.8549 | 6.6799 | 3.3189 | 5.381 | 2.7319 | 3.506 | 2.6737 | 4.6534 | 3.5966 | 3.0041 | 4.4067 | 6.4975 | 5.4863 | 7.3973 | 3.3886 | 3.2676 | 4.4938 | 3.6595 | 4.0285 | 8.0693 | 4.1568 | 5.4821 | 2.4652 | 2.2935 | 3.927 | 2.3433 | 3.0478 | 4.4804 | 4.828 | 4.04 | 3.2856 | 3.119 | 5.3928 | 2.6925 | 4.3171 | 2.2715 | 2.9495 | 2.2006 | 3.7705 | 2.9551 | 2.5353 | 3.5816 | 5.2254 | 4.4216 | 5.9355 | 2.7898 | 2.6765 | 3.6101 | 3.026 | 3.3654 | 6.5074 | 3.4001 | 4.3792
1075 | 1.996 | 4.7243 | 2.4575 | 3.227 | 2.6073 | 4.003 | 3.278 | 3.725 | 3.3505 | 6.9985 | 3.8785 | 5.0475 | 4.43 | 10.165 | 5.5855 | 7.136 | 3.8006 | 3.4874 | 6.0035 | 3.6502 | 4.9232 | 7.0269 | 7.7835 | 6.5333 | 5.1494 | 5.0345 | 8.7635 | 4.2941 | 7.1061 | 3.4064 | 4.3649 | 3.4079 | 6.0504 | 4.5761 | 3.6606 | 5.6659 | 8.5316 | 7.1757 | 9.7246 | 4.3082 | 4.1921 | 5.9684 | 4.6539 | 5.0021 | 10.5371 | 5.2976 | 7.3162 | 3.4145 | 3.1443 | 5.4782 | 3.2441 | 4.3567 | 6.3204 | 6.8215 | 5.7595 | 4.5166 | 4.4277 | 7.688 | 3.8052 | 6.2313 | 3.0741 | 3.9161 | 3.0378 | 5.3449 | 4.0845 | 3.3453 | 5.0466 | 7.5024 | 6.3288 | 8.549 | 3.8411 | 3.725 | 5.2031 | 4.1374 | 4.5225 | 9.2862 | 4.7328 | 6.3797 | 3.0153 | 2.7883 | 4.8178 | 2.8622 | 3.7943 | 5.5325 | 5.9678 | 5.0145 | 3.9953 | 3.8653 | 6.6991 | 3.3281 | 5.3972 | 2.7398 | 3.5166 | 2.6815 | 4.6672 | 3.607 | 3.013 | 4.4181 | 6.5148 | 5.5007 | 7.4153 | 3.3977 | 3.277 | 4.5075 | 3.6692 | 4.0405 | 8.0906 | 4.1665 | 5.499 | 2.4722 | 2.2999 | 3.9385 | 2.3502 | 3.0558 | 4.4911 | 4.842 | 4.0506 | 3.2955 | 3.1275 | 5.4084 | 2.7 | 4.33 | 2.2781 | 2.9585 | 2.2071 | 3.7818 | 2.9639 | 2.5429 | 3.591 | 5.2393 | 4.4333 | 5.9503 | 2.7973 | 2.6843 | 3.6213 | 3.0341 | 3.3755 | 6.5252 | 3.4082 | 4.3927
1076 | 1.9997 | 4.7306 | 2.4621 | 3.233 | 2.615 | 4.0127 | 3.2859 | 3.734 | 3.3584 | 7.0092 | 3.8889 | 5.058 | 4.4407 | 10.1804 | 5.5978 | 7.1508 | 3.8111 | 3.4966 | 6.0207 | 3.6608 | 4.9352 | 7.0432 | 7.8054 | 6.55 | 5.1643 | 5.0483 | 8.7883 | 4.3059 | 7.1277 | 3.4162 | 4.3778 | 3.4175 | 6.0683 | 4.589 | 3.6713 | 5.6803 | 8.5543 | 7.1943 | 9.7471 | 4.3195 | 4.204 | 5.9863 | 4.6662 | 5.0167 | 10.5635 | 5.3096 | 7.3385 | 3.4239 | 3.1528 | 5.4938 | 3.2536 | 4.3675 | 6.3351 | 6.8408 | 5.7743 | 4.5298 | 4.4397 | 7.7099 | 3.8157 | 6.25 | 3.0829 | 3.9277 | 3.0464 | 5.3607 | 4.0962 | 3.3552 | 5.0595 | 7.5224 | 6.3454 | 8.5693 | 3.8512 | 3.7357 | 5.2189 | 4.1483 | 4.5358 | 9.3101 | 4.7436 | 6.3993 | 3.0237 | 2.7959 | 4.8317 | 2.8705 | 3.8039 | 5.5455 | 5.9849 | 5.0275 | 4.0071 | 3.8758 | 6.7183 | 3.3373 | 5.4134 | 2.7476 | 3.5272 | 2.6892 | 4.681 | 3.6174 | 3.022 | 4.4296 | 6.5321 | 5.5151 | 7.4333 | 3.4067 | 3.2864 | 4.5213 | 3.6789 | 4.0525 | 8.1119 | 4.1762 | 5.516 | 2.4791 | 2.3063 | 3.95 | 2.3571 | 3.0638 | 4.5017 | 4.856 | 4.0612 | 3.3053 | 3.1361 | 5.424 | 2.7076 | 4.3429 | 2.2848 | 2.9675 | 2.2136 | 3.793 | 2.9726 | 2.5505 | 3.6005 | 5.2532 | 4.445 | 5.9652 | 2.8049 | 2.6922 | 3.6324 | 3.0422 | 3.3856 | 6.5429 | 3.4163 | 4.4063
1077 | 2.0034 | 4.7368 | 2.4667 | 3.239 | 2.6227 | 4.0224 | 3.2938 | 3.743 | 3.3662 | 7.02 | 3.8993 | 5.0686 | 4.4514 | 10.1958 | 5.6101 | 7.1657 | 3.8215 | 3.5059 | 6.0379 | 3.6714 | 4.9471 | 7.0595 | 7.8273 | 6.5666 | 5.1792 | 5.062 | 8.8132 | 4.3177 | 7.1492 | 3.4259 | 4.3907 | 3.4271 | 6.0862 | 4.6019 | 3.682 | 5.6948 | 8.5771 | 7.213 | 9.7696 | 4.3309 | 4.216 | 6.0041 | 4.6785 | 5.0314 | 10.5899 | 5.3215 | 7.3608 | 3.4333 | 3.1613 | 5.5095 | 3.263 | 4.3783 | 6.3498 | 6.8601 | 5.7892 | 4.543 | 4.4517 | 7.7318 | 3.8262 | 6.2688 | 3.0917 | 3.9394 | 3.0551 | 5.3765 | 4.1079 | 3.365 | 5.0725 | 7.5424 | 6.362 | 8.5896 | 3.8614 | 3.7464 | 5.2346 | 4.1593 | 4.5491 | 9.334 | 4.7544 | 6.4189 | 3.032 | 2.8035 | 4.8455 | 2.8788 | 3.8135 | 5.5585 | 6.0019 | 5.0405 | 4.0189 | 3.8863 | 6.7374 | 3.3465 | 5.4295 | 2.7555 | 3.5377 | 2.697 | 4.6949 | 3.6278 | 3.0309 | 4.441 | 6.5494 | 5.5295 | 7.4513 | 3.4158 | 3.2959 | 4.535 | 3.6886 | 4.0644 | 8.1332 | 4.1859 | 5.5329 | 2.486 | 2.3127 | 3.9615 | 2.364 | 3.0717 | 4.5124 | 4.8699 | 4.0718 | 3.3152 | 3.1446 | 5.4396 | 2.7151 | 4.3558 | 2.2915 | 2.9765 | 2.2201 | 3.8043 | 2.9813 | 2.5582 | 3.6099 | 5.2671 | 4.4567 | 5.9801 | 2.8124 | 2.7 | 3.6436 | 3.0502 | 3.3957 | 6.5607 | 3.4244 | 4.4199
1078 | 2.0072 | 4.7431 | 2.4712 | 3.245 | 2.6305 | 4.0322 | 3.3018 | 3.752 | 3.3741 | 7.0307 | 3.9096 | 5.0791 | 4.4622 | 10.2112 | 5.6224 | 7.1805 | 3.832 | 3.5152 | 6.055 | 3.6819 | 4.9591 | 7.0758 | 7.8491 | 6.5833 | 5.1941 | 5.0757 | 8.838 | 4.3295 | 7.1708 | 3.4356 | 4.4037 | 3.4367 | 6.1041 | 4.6148 | 3.6927 | 5.7092 | 8.5998 | 7.2316 | 9.7921 | 4.3423 | 4.228 | 6.022 | 4.6908 | 5.046 | 10.6163 | 5.3334 | 7.3831 | 3.4427 | 3.1698 | 5.5251 | 3.2724 | 4.3891 | 6.3645 | 6.8795 | 5.804 | 4.5562 | 4.4637 | 7.7537 | 3.8367 | 6.2875 | 3.1005 | 3.9511 | 3.0637 | 5.3923 | 4.1196 | 3.3749 | 5.0854 | 7.5623 | 6.3785 | 8.6099 | 3.8716 | 3.7571 | 5.2503 | 4.1702 | 4.5624 | 9.3579 | 4.7653 | 6.4385 | 3.0404 | 2.8111 | 4.8594 | 2.8872 | 3.8231 | 5.5714 | 6.0189 | 5.0535 | 4.0307 | 3.8968 | 6.7566 | 3.3557 | 5.4457 | 2.7634 | 3.5483 | 2.7047 | 4.7087 | 3.6383 | 3.0398 | 4.4525 | 6.5667 | 5.544 | 7.4693 | 3.4249 | 3.3053 | 4.5487 | 3.6983 | 4.0764 | 8.1545 | 4.1956 | 5.5499 | 2.4929 | 2.319 | 3.973 | 2.3708 | 3.0797 | 4.5231 | 4.8839 | 4.0825 | 3.325 | 3.1531 | 5.4552 | 2.7226 | 4.3687 | 2.2981 | 2.9854 | 2.2266 | 3.8156 | 2.99 | 2.5658 | 3.6194 | 5.281 | 4.4684 | 5.9949 | 2.82 | 2.7078 | 3.6547 | 3.0583 | 3.4058 | 6.5784 | 3.4325 | 4.4335
1079 | 2.0109 | 4.7493 | 2.4758 | 3.251 | 2.6383 | 4.0419 | 3.3097 | 3.761 | 3.3819 | 7.0415 | 3.92 | 5.0897 | 4.4729 | 10.2266 | 5.6347 | 7.1954 | 3.8424 | 3.5245 | 6.0722 | 3.6925 | 4.9711 | 7.0921 | 7.871 | 6.6 | 5.209 | 5.0895 | 8.8628 | 4.3414 | 7.1923 | 3.4453 | 4.4166 | 3.4463 | 6.122 | 4.6278 | 3.7035 | 5.7237 | 8.6226 | 7.2502 | 9.8145 | 4.3537 | 4.24 | 6.0399 | 4.7031 | 5.0607 | 10.6427 | 5.3454 | 7.4055 | 3.4522 | 3.1783 | 5.5408 | 3.2818 | 4.4 | 6.3792 | 6.8988 | 5.8188 | 4.5694 | 4.4757 | 7.7756 | 3.8472 | 6.3063 | 3.1093 | 3.9628 | 3.0724 | 5.4081 | 4.1313 | 3.3847 | 5.0983 | 7.5823 | 6.3951 | 8.6301 | 3.8818 | 3.7678 | 5.266 | 4.1811 | 4.5757 | 9.3818 | 4.7761 | 6.4582 | 3.0487 | 2.8188 | 4.8733 | 2.8955 | 3.8327 | 5.5844 | 6.0359 | 5.0664 | 4.0425 | 3.9072 | 6.7758 | 3.3649 | 5.4619 | 2.7713 | 3.5588 | 2.7125 | 4.7225 | 3.6487 | 3.0488 | 4.4639 | 6.584 | 5.5584 | 7.4873 | 3.4339 | 3.3148 | 4.5624 | 3.708 | 4.0884 | 8.1758 | 4.2053 | 5.5668 | 2.4998 | 2.3254 | 3.9845 | 2.3777 | 3.0876 | 4.5338 | 4.8979 | 4.0931 | 3.3349 | 3.1617 | 5.4708 | 2.7302 | 4.3816 | 2.3048 | 2.9944 | 2.2331 | 3.8268 | 2.9987 | 2.5734 | 3.6289 | 5.2949 | 4.4801 | 6.0098 | 2.8275 | 2.7156 | 3.6659 | 3.0663 | 3.4159 | 6.5962 | 3.4406 | 4.447
1080 | 2.0146 | 4.7556 | 2.4804 | 3.257 | 2.646 | 4.0516 | 3.3176 | 3.77 | 3.3898 | 7.0522 | 3.9304 | 5.1002 | 4.4836 | 10.242 | 5.647 | 7.2102 | 3.8529 | 3.5338 | 6.0894 | 3.703 | 4.9831 | 7.1084 | 7.8929 | 6.6167 | 5.2239 | 5.1032 | 8.8877 | 4.3532 | 7.2139 | 3.455 | 4.4295 | 3.4559 | 6.1399 | 4.6407 | 3.7142 | 5.7381 | 8.6453 | 7.2688 | 9.837 | 4.365 | 4.252 | 6.0578 | 4.7154 | 5.0754 | 10.6691 | 5.3573 | 7.4278 | 3.4616 | 3.1868 | 5.5564 | 3.2912 | 4.4108 | 6.394 | 6.9181 | 5.8336 | 4.5826 | 4.4878 | 7.7975 | 3.8577 | 6.3251 | 3.1181 | 3.9744 | 3.081 | 5.4239 | 4.143 | 3.3946 | 5.1113 | 7.6022 | 6.4117 | 8.6504 | 3.892 | 3.7785 | 5.2817 | 4.1921 | 4.589 | 9.4056 | 4.787 | 6.4778 | 3.0571 | 2.8264 | 4.8872 | 2.9038 | 3.8423 | 5.5974 | 6.053 | 5.0794 | 4.0542 | 3.9177 | 6.7949 | 3.3741 | 5.478 | 2.7792 | 3.5694 | 2.7202 | 4.7363 | 3.6591 | 3.0577 | 4.4754 | 6.6013 | 5.5728 | 7.5053 | 3.443 | 3.3242 | 4.5762 | 3.7178 | 4.1003 | 8.1972 | 4.215 | 5.5838 | 2.5068 | 2.3318 | 3.996 | 2.3846 | 3.0956 | 4.5445 | 4.9119 | 4.1037 | 3.3448 | 3.1702 | 5.4864 | 2.7377 | 4.3945 | 2.3114 | 3.0034 | 2.2396 | 3.8381 | 3.0074 | 2.581 | 3.6383 | 5.3088 | 4.4918 | 6.0246 | 2.835 | 2.7234 | 3.6771 | 3.0744 | 3.426 | 6.614 | 3.4487 | 4.4606
1081 | 2.0183 | 4.7619 | 2.485 | 3.263 | 2.6538 | 4.0613 | 3.3255 | 3.779 | 3.3977 | 7.0629 | 3.9408 | 5.1107 | 4.4943 | 10.2574 | 5.6593 | 7.225 | 3.8633 | 3.5431 | 6.1065 | 3.7136 | 4.9951 | 7.1247 | 7.9148 | 6.6334 | 5.2388 | 5.1169 | 8.9125 | 4.365 | 7.2354 | 3.4647 | 4.4424 | 3.4655 | 6.1578 | 4.6536 | 3.7249 | 5.7526 | 8.6681 | 7.2874 | 9.8595 | 4.3764 | 4.2639 | 6.0756 | 4.7277 | 5.09 | 10.6955 | 5.3693 | 7.4501 | 3.471 | 3.1952 | 5.5721 | 3.3007 | 4.4216 | 6.4087 | 6.9375 | 5.8485 | 4.5958 | 4.4998 | 7.8194 | 3.8682 | 6.3438 | 3.1269 | 3.9861 | 3.0897 | 5.4397 | 4.1547 | 3.4044 | 5.1242 | 7.6222 | 6.4282 | 8.6707 | 3.9022 | 3.7892 | 5.2974 | 4.203 | 4.6023 | 9.4295 | 4.7978 | 6.4974 | 3.0654 | 2.834 | 4.901 | 2.9122 | 3.8519 | 5.6104 | 6.07 | 5.0924 | 4.066 | 3.9282 | 6.8141 | 3.3833 | 5.4942 | 2.7871 | 3.58 | 2.728 | 4.7501 | 3.6695 | 3.0666 | 4.4868 | 6.6186 | 5.5873 | 7.5233 | 3.4521 | 3.3337 | 4.5899 | 3.7275 | 4.1123 | 8.2185 | 4.2247 | 5.6008 | 2.5137 | 2.3382 | 4.0074 | 2.3915 | 3.1035 | 4.5552 | 4.9259 | 4.1143 | 3.3546 | 3.1787 | 5.502 | 2.7452 | 4.4074 | 2.3181 | 3.0124 | 2.246 | 3.8493 | 3.0162 | 2.5887 | 3.6478 | 5.3227 | 4.5034 | 6.0395 | 2.8426 | 2.7313 | 3.6882 | 3.0825 | 3.4361 | 6.6317 | 3.4568 | 4.4742
1082 | 2.022 | 4.7681 | 2.4896 | 3.269 | 2.6615 | 4.071 | 3.3334 | 3.788 | 3.4055 | 7.0737 | 3.9512 | 5.1213 | 4.505 | 10.2728 | 5.6716 | 7.2399 | 3.8738 | 3.5524 | 6.1237 | 3.7242 | 5.0071 | 7.141 | 7.9366 | 6.6501 | 5.2537 | 5.1307 | 8.9374 | 4.3769 | 7.257 | 3.4744 | 4.4553 | 3.4751 | 6.1757 | 4.6665 | 3.7357 | 5.767 | 8.6908 | 7.306 | 9.882 | 4.3878 | 4.2759 | 6.0935 | 4.74 | 5.1047 | 10.7219 | 5.3812 | 7.4725 | 3.4805 | 3.2037 | 5.5877 | 3.3101 | 4.4324 | 6.4234 | 6.9568 | 5.8633 | 4.609 | 4.5118 | 7.8413 | 3.8787 | 6.3626 | 3.1357 | 3.9978 | 3.0983 | 5.4555 | 4.1663 | 3.4143 | 5.1372 | 7.6422 | 6.4448 | 8.6909 | 3.9124 | 3.7999 | 5.3132 | 4.214 | 4.6156 | 9.4534 | 4.8086 | 6.5171 | 3.0738 | 2.8416 | 4.9149 | 2.9205 | 3.8615 | 5.6234 | 6.087 | 5.1054 | 4.0778 | 3.9387 | 6.8332 | 3.3925 | 5.5104 | 2.795 | 3.5905 | 2.7357 | 4.764 | 3.68 | 3.0755 | 4.4982 | 6.6359 | 5.6017 | 7.5413 | 3.4611 | 3.3431 | 4.6036 | 3.7372 | 4.1242 | 8.2398 | 4.2344 | 5.6177 | 2.5206 | 2.3446 | 4.0189 | 2.3984 | 3.1115 | 4.5659 | 4.9398 | 4.125 | 3.3645 | 3.1873 | 5.5176 | 2.7527 | 4.4203 | 2.3248 | 3.0214 | 2.2525 | 3.8606 | 3.0249 | 2.5963 | 3.6572 | 5.3367 | 4.5151 | 6.0544 | 2.8501 | 2.7391 | 3.6994 | 3.0905 | 3.4462 | 6.6495 | 3.4649 | 4.4877
1083 | 2.0258 | 4.7744 | 2.4941 | 3.275 | 2.6692 | 4.0808 | 3.3414 | 3.797 | 3.4134 | 7.0844 | 3.9615 | 5.1318 | 4.5158 | 10.2882 | 5.6839 | 7.2547 | 3.8842 | 3.5617 | 6.1409 | 3.7347 | 5.0191 | 7.1573 | 7.9585 | 6.6668 | 5.2686 | 5.1444 | 8.9622 | 4.3887 | 7.2785 | 3.4841 | 4.4682 | 3.4847 | 6.1935 | 4.6794 | 3.7464 | 5.7815 | 8.7136 | 7.3246 | 9.9045 | 4.3992 | 4.2879 | 6.1114 | 4.7523 | 5.1193 | 10.7483 | 5.3931 | 7.4948 | 3.4899 | 3.2122 | 5.6034 | 3.3195 | 4.4432 | 6.4381 | 6.9761 | 5.8781 | 4.6222 | 4.5238 | 7.8633 | 3.8893 | 6.3814 | 3.1445 | 4.0095 | 3.107 | 5.4713 | 4.178 | 3.4241 | 5.1501 | 7.6621 | 6.4614 | 8.7112 | 3.9226 | 3.8107 | 5.3289 | 4.2249 | 4.6289 | 9.4773 | 4.8195 | 6.5367 | 3.0821 | 2.8492 | 4.9288 | 2.9288 | 3.8711 | 5.6363 | 6.104 | 5.1184 | 4.0896 | 3.9492 | 6.8524 | 3.4017 | 5.5266 | 2.8029 | 3.6011 | 2.7435 | 4.7778 | 3.6904 | 3.0845 | 4.5097 | 6.6532 | 5.6161 | 7.5593 | 3.4702 | 3.3526 | 4.6173 | 3.7469 | 4.1362 | 8.2611 | 4.2441 | 5.6347 | 2.5275 | 2.351 | 4.0304 | 2.4052 | 3.1194 | 4.5766 | 4.9538 | 4.1356 | 3.3743 | 3.1958 | 5.5332 | 2.7603 | 4.4332 | 2.3314 | 3.0304 | 2.259 | 3.8719 | 3.0336 | 2.6039 | 3.6667 | 5.3506 | 4.5268 | 6.0692 | 2.8577 | 2.7469 | 3.7106 | 3.0986 | 3.4563 | 6.6672 | 3.473 | 4.5013
1084 | 2.0295 | 4.7806 | 2.4987 | 3.281 | 2.677 | 4.0905 | 3.3493 | 3.806 | 3.4212 | 7.0952 | 3.9719 | 5.1424 | 4.5265 | 10.3036 | 5.6962 | 7.2696 | 3.8947 | 3.571 | 6.158 | 3.7453 | 5.0311 | 7.1736 | 7.9804 | 6.6835 | 5.2835 | 5.1581 | 8.9871 | 4.4005 | 7.3001 | 3.4938 | 4.4811 | 3.4943 | 6.2114 | 4.6923 | 3.7571 | 5.7959 | 8.7363 | 7.3433 | 9.927 | 4.4105 | 4.2999 | 6.1292 | 4.7646 | 5.134 | 10.7747 | 5.4051 | 7.5171 | 3.4993 | 3.2207 | 5.619 | 3.3289 | 4.454 | 6.4528 | 6.9954 | 5.893 | 4.6354 | 4.5358 | 7.8852 | 3.8998 | 6.4001 | 3.1533 | 4.0212 | 3.1156 | 5.4871 | 4.1897 | 3.434 | 5.163 | 7.6821 | 6.478 | 8.7315 | 3.9328 | 3.8214 | 5.3446 | 4.2359 | 4.6422 | 9.5012 | 4.8303 | 6.5563 | 3.0905 | 2.8568 | 4.9427 | 2.9372 | 3.8807 | 5.6493 | 6.121 | 5.1314 | 4.1014 | 3.9596 | 6.8716 | 3.4109 | 5.5427 | 2.8108 | 3.6116 | 2.7513 | 4.7916 | 3.7008 | 3.0934 | 4.5211 | 6.6705 | 5.6306 | 7.5773 | 3.4793 | 3.362 | 4.6311 | 3.7566 | 4.1482 | 8.2824 | 4.2538 | 5.6516 | 2.5344 | 2.3573 | 4.0419 | 2.4121 | 3.1274 | 4.5873 | 4.9678 | 4.1462 | 3.3842 | 3.2043 | 5.5488 | 2.7678 | 4.4461 | 2.3381 | 3.0393 | 2.2655 | 3.8831 | 3.0423 | 2.6115 | 3.6762 | 5.3645 | 4.5385 | 6.0841 | 2.8652 | 2.7547 | 3.7217 | 3.1066 | 3.4664 | 6.685 | 3.4811 | 4.5149
1085 | 2.0332 | 4.7869 | 2.5033 | 3.287 | 2.6873 | 4.1002 | 3.3572 | 3.815 | 3.4291 | 7.1059 | 3.9823 | 5.1529 | 4.5372 | 10.319 | 5.7085 | 7.2844 | 3.9051 | 3.5803 | 6.1752 | 3.7558 | 5.0431 | 7.1899 | 8.0022 | 6.7002 | 5.2984 | 5.1719 | 9.0119 | 4.4123 | 7.3216 | 3.5035 | 4.494 | 3.5039 | 6.2293 | 4.7053 | 3.7679 | 5.8104 | 8.7591 | 7.3619 | 9.9495 | 4.4219 | 4.3119 | 6.1471 | 4.7769 | 5.1487 | 10.8011 | 5.417 | 7.5395 | 3.5087 | 3.2292 | 5.6347 | 3.3383 | 4.4648 | 6.4675 | 7.0148 | 5.9078 | 4.6486 | 4.5479 | 7.9071 | 3.9103 | 6.4189 | 3.1622 | 4.0328 | 3.1243 | 5.5029 | 4.2014 | 3.4438 | 5.176 | 7.702 | 6.4945 | 8.7518 | 3.943 | 3.8321 | 5.3603 | 4.2468 | 4.6555 | 9.5251 | 4.8412 | 6.5759 | 3.0988 | 2.8644 | 4.9565 | 2.9455 | 3.8903 | 5.6623 | 6.1381 | 5.1444 | 4.1132 | 3.9701 | 6.8907 | 3.4201 | 5.5589 | 2.8187 | 3.6222 | 2.759 | 4.8054 | 3.7112 | 3.1023 | 4.5326 | 6.6879 | 5.645 | 7.5952 | 3.4884 | 3.3715 | 4.6448 | 3.7663 | 4.1601 | 8.3037 | 4.2635 | 5.6686 | 2.5414 | 2.3637 | 4.0534 | 2.419 | 3.1353 | 4.598 | 4.9818 | 4.1569 | 3.394 | 3.2129 | 5.5644 | 2.7753 | 4.459 | 2.3447 | 3.0483 | 2.272 | 3.8944 | 3.051 | 2.6192 | 3.6856 | 5.3784 | 4.5502 | 6.0989 | 2.8727 | 2.7625 | 3.7329 | 3.1147 | 3.4765 | 6.7028 | 3.4893 | 4.5285
1086 | 2.0369 | 4.7931 | 2.5079 | 3.293 | 2.6975 | 4.1099 | 3.3651 | 3.824 | 3.437 | 7.1166 | 3.9927 | 5.1634 | 4.5479 | 10.3344 | 5.7208 | 7.2992 | 3.9156 | 3.5895 | 6.1924 | 3.7664 | 5.0551 | 7.2062 | 8.0241 | 6.7169 | 5.3133 | 5.1856 | 9.0367 | 4.4242 | 7.3432 | 3.5132 | 4.507 | 3.5135 | 6.2472 | 4.7182 | 3.7786 | 5.8248 | 8.7818 | 7.3805 | 9.972 | 4.4333 | 4.3239 | 6.165 | 4.7892 | 5.1633 | 10.8275 | 5.4289 | 7.5618 | 3.5182 | 3.2377 | 5.6503 | 3.3478 | 4.4756 | 6.4823 | 7.0341 | 5.9226 | 4.6618 | 4.5599 | 7.929 | 3.9208 | 6.4377 | 3.171 | 4.0445 | 3.1329 | 5.5187 | 4.2131 | 3.4537 | 5.1889 | 7.722 | 6.5111 | 8.772 | 3.9531 | 3.8428 | 5.376 | 4.2577 | 4.6688 | 9.549 | 4.852 | 6.5956 | 3.1072 | 2.872 | 4.9704 | 2.9538 | 3.8999 | 5.6753 | 6.1551 | 5.1574 | 4.1249 | 3.9806 | 6.9099 | 3.4293 | 5.5751 | 2.8266 | 3.6328 | 2.7668 | 4.8192 | 3.7217 | 3.1112 | 4.544 | 6.7052 | 5.6594 | 7.6132 | 3.4974 | 3.3809 | 4.6585 | 3.776 | 4.1721 | 8.3251 | 4.2732 | 5.6855 | 2.5483 | 2.3701 | 4.0649 | 2.4259 | 3.1433 | 4.6087 | 4.9958 | 4.1675 | 3.4039 | 3.2214 | 5.58 | 2.7829 | 4.4719 | 2.3514 | 3.0573 | 2.2785 | 3.9056 | 3.0597 | 2.6268 | 3.6951 | 5.3923 | 4.5619 | 6.1138 | 2.8803 | 2.7704 | 3.7441 | 3.1228 | 3.4866 | 6.7205 | 3.4974 | 4.542
1087 | 2.0406 | 4.7994 | 2.5125 | 3.299 | 2.7077 | 4.1196 | 3.373 | 3.833 | 3.4448 | 7.1274 | 4.0031 | 5.174 | 4.5586 | 10.3498 | 5.7331 | 7.3141 | 3.926 | 3.5988 | 6.2095 | 3.7769 | 5.0671 | 7.2225 | 8.046 | 6.7336 | 5.3282 | 5.1993 | 9.0616 | 4.436 | 7.3647 | 3.5229 | 4.5199 | 3.5231 | 6.2651 | 4.7311 | 3.7893 | 5.8393 | 8.8046 | 7.3991 | 9.9945 | 4.4447 | 4.3358 | 6.1829 | 4.8015 | 5.178 | 10.8539 | 5.4409 | 7.5841 | 3.5276 | 3.2462 | 5.666 | 3.3572 | 4.4864 | 6.497 | 7.0534 | 5.9374 | 4.675 | 4.5719 | 7.9509 | 3.9313 | 6.4564 | 3.1798 | 4.0562 | 3.1416 | 5.5345 | 4.2248 | 3.4635 | 5.2019 | 7.7419 | 6.5277 | 8.7923 | 3.9633 | 3.8535 | 5.3917 | 4.2687 | 4.6821 | 9.5729 | 4.8628 | 6.6152 | 3.1155 | 2.8796 | 4.9843 | 2.9622 | 3.9095 | 5.6883 | 6.1721 | 5.1704 | 4.1367 | 3.9911 | 6.9291 | 3.4385 | 5.5912 | 2.8345 | 3.6433 | 2.7745 | 4.8331 | 3.7321 | 3.1202 | 4.5555 | 6.7225 | 5.6739 | 7.6312 | 3.5065 | 3.3904 | 4.6722 | 3.7857 | 4.1841 | 8.3464 | 4.2829 | 5.7025 | 2.5552 | 2.3765 | 4.0764 | 2.4327 | 3.1512 | 4.6194 | 5.0097 | 4.1781 | 3.4137 | 3.2299 | 5.5956 | 2.7904 | 4.4848 | 2.3581 | 3.0663 | 2.285 | 3.9169 | 3.0685 | 2.6344 | 3.7045 | 5.4062 | 4.5736 | 6.1287 | 2.8878 | 2.7782 | 3.7552 | 3.1308 | 3.4967 | 6.7383 | 3.5055 | 4.5556
1088 | 2.0444 | 4.8056 | 2.517 | 3.305 | 2.718 | 4.1294 | 3.381 | 3.842 | 3.4527 | 7.1381 | 4.0134 | 5.1845 | 4.5694 | 10.3652 | 5.7454 | 7.3289 | 3.9365 | 3.6081 | 6.2267 | 3.7875 | 5.079 | 7.2389 | 8.0679 | 6.7502 | 5.3431 | 5.2131 | 9.0864 | 4.4478 | 7.3863 | 3.5326 | 4.5328 | 3.5326 | 6.283 | 4.744 | 3.8 | 5.8537 | 8.8273 | 7.4177 | 10.017 | 4.456 | 4.3478 | 6.2007 | 4.8137 | 5.1926 | 10.8803 | 5.4528 | 7.6064 | 3.537 | 3.2546 | 5.6816 | 3.3666 | 4.4972 | 6.5117 | 7.0728 | 5.9523 | 4.6882 | 4.5839 | 7.9728 | 3.9418 | 6.4752 | 3.1886 | 4.0679 | 3.1503 | 5.5502 | 4.2365 | 3.4734 | 5.2148 | 7.7619 | 6.5442 | 8.8126 | 3.9735 | 3.8642 | 5.4075 | 4.2796 | 4.6954 | 9.5967 | 4.8737 | 6.6348 | 3.1239 | 2.8872 | 4.9982 | 2.9705 | 3.9191 | 5.7012 | 6.1891 | 5.1834 | 4.1485 | 4.0015 | 6.9482 | 3.4478 | 5.6074 | 2.8424 | 3.6539 | 2.7823 | 4.8469 | 3.7425 | 3.1291 | 4.5669 | 6.7398 | 5.6883 | 7.6492 | 3.5156 | 3.3998 | 4.686 | 3.7955 | 4.196 | 8.3677 | 4.2927 | 5.7195 | 2.5621 | 2.3829 | 4.0878 | 2.4396 | 3.1592 | 4.6301 | 5.0237 | 4.1887 | 3.4236 | 3.2385 | 5.6112 | 2.7979 | 4.4977 | 2.3647 | 3.0753 | 2.2915 | 3.9282 | 3.0772 | 2.642 | 3.714 | 5.4201 | 4.5853 | 6.1435 | 2.8954 | 2.786 | 3.7664 | 3.1389 | 3.5069 | 6.756 | 3.5136 | 4.5692
1089 | 2.0481 | 4.8119 | 2.5216 | 3.311 | 2.727 | 4.1391 | 3.3889 | 3.851 | 3.4605 | 7.1489 | 4.0238 | 5.1951 | 4.5801 | 10.3806 | 5.7577 | 7.3438 | 3.947 | 3.6174 | 6.2439 | 3.7981 | 5.091 | 7.2552 | 8.0897 | 6.7669 | 5.358 | 5.2268 | 9.1113 | 4.4597 | 7.4079 | 3.5423 | 4.5457 | 3.5422 | 6.3009 | 4.7569 | 3.8108 | 5.8681 | 8.8501 | 7.4363 | 10.0395 | 4.4674 | 4.3598 | 6.2186 | 4.826 | 5.2073 | 10.9067 | 5.4648 | 7.6288 | 3.5464 | 3.2631 | 5.6973 | 3.376 | 4.508 | 6.5264 | 7.0921 | 5.9671 | 4.7014 | 4.5959 | 7.9947 | 3.9523 | 6.494 | 3.1974 | 4.0795 | 3.1589 | 5.566 | 4.2482 | 3.4832 | 5.2277 | 7.7819 | 6.5608 | 8.8329 | 3.9837 | 3.8749 | 5.4232 | 4.2906 | 4.7087 | 9.6206 | 4.8845 | 6.6544 | 3.1323 | 2.8948 | 5.012 | 2.9789 | 3.9287 | 5.7142 | 6.2062 | 5.1964 | 4.1603 | 4.012 | 6.9674 | 3.457 | 5.6236 | 2.8503 | 3.6644 | 2.79 | 4.8607 | 3.7529 | 3.138 | 4.5783 | 6.7571 | 5.7027 | 7.6672 | 3.5246 | 3.4093 | 4.6997 | 3.8052 | 4.208 | 8.389 | 4.3024 | 5.7364 | 2.5691 | 2.3893 | 4.0993 | 2.4465 | 3.1671 | 4.6408 | 5.0377 | 4.1994 | 3.4335 | 3.247 | 5.6268 | 2.8054 | 4.5106 | 2.3714 | 3.0843 | 2.298 | 3.9394 | 3.0859 | 2.6497 | 3.7235 | 5.434 | 4.597 | 6.1584 | 2.9029 | 2.7938 | 3.7776 | 3.1469 | 3.517 | 6.7738 | 3.5217 | 4.5828
1090 | 2.0518 | 4.8181 | 2.5262 | 3.317 | 2.736 | 4.1488 | 3.3968 | 3.86 | 3.4684 | 7.1596 | 4.0342 | 5.2056 | 4.5908 | 10.396 | 5.77 | 7.3586 | 3.9574 | 3.6267 | 6.261 | 3.8086 | 5.103 | 7.2715 | 8.1116 | 6.7836 | 5.3729 | 5.2405 | 9.1361 | 4.4715 | 7.4294 | 3.552 | 4.5586 | 3.5518 | 6.3187 | 4.7698 | 3.8215 | 5.8826 | 8.8728 | 7.4549 | 10.062 | 4.4788 | 4.3718 | 6.2365 | 4.8383 | 5.2219 | 10.9331 | 5.4767 | 7.6511 | 3.5559 | 3.2716 | 5.7129 | 3.3855 | 4.5188 | 6.5411 | 7.1114 | 5.9819 | 4.7146 | 4.6079 | 8.0166 | 3.9629 | 6.5127 | 3.2062 | 4.0912 | 3.1676 | 5.5818 | 4.2599 | 3.4931 | 5.2407 | 7.8018 | 6.5774 | 8.8531 | 3.9939 | 3.8857 | 5.4389 | 4.3015 | 4.722 | 9.6445 | 4.8953 | 6.6741 | 3.1406 | 2.9024 | 5.0259 | 2.9872 | 3.9383 | 5.7272 | 6.2232 | 5.2094 | 4.1721 | 4.0225 | 6.9866 | 3.4662 | 5.6398 | 2.8582 | 3.675 | 2.7978 | 4.8745 | 3.7634 | 3.1469 | 4.5898 | 6.7744 | 5.7172 | 7.6852 | 3.5337 | 3.4187 | 4.7134 | 3.8149 | 4.22 | 8.4103 | 4.3121 | 5.7534 | 2.576 | 2.3956 | 4.1108 | 2.4534 | 3.1751 | 4.6515 | 5.0517 | 4.21 | 3.4433 | 3.2555 | 5.6424 | 2.813 | 4.5235 | 2.3781 | 3.0932 | 2.3044 | 3.9507 | 3.0946 | 2.6573 | 3.7329 | 5.4479 | 4.6086 | 6.1733 | 2.9105 | 2.8017 | 3.7887 | 3.155 | 3.5271 | 6.7915 | 3.5298 | 4.5963
1091 | 2.0555 | 4.8244 | 2.5308 | 3.323 | 2.745 | 4.1585 | 3.4047 | 3.869 | 3.4763 | 7.1703 | 4.0446 | 5.2161 | 4.6015 | 10.4114 | 5.7823 | 7.3734 | 3.9679 | 3.636 | 6.2782 | 3.8192 | 5.115 | 7.2878 | 8.1335 | 6.8003 | 5.3878 | 5.2543 | 9.1609 | 4.4833 | 7.451 | 3.5617 | 4.5715 | 3.5614 | 6.3366 | 4.7828 | 3.8322 | 5.897 | 8.8956 | 7.4735 | 10.0844 | 4.4902 | 4.3838 | 6.2544 | 4.8506 | 5.2366 | 10.9595 | 5.4886 | 7.6734 | 3.5653 | 3.2801 | 5.7286 | 3.3949 | 4.5297 | 6.5558 | 7.1308 | 5.9967 | 4.7278 | 4.62 | 8.0385 | 3.9734 | 6.5315 | 3.215 | 4.1029 | 3.1762 | 5.5976 | 4.2716 | 3.5029 | 5.2536 | 7.8218 | 6.5939 | 8.8734 | 4.0041 | 3.8964 | 5.4546 | 4.3124 | 4.7353 | 9.6684 | 4.9062 | 6.6937 | 3.149 | 2.91 | 5.0398 | 2.9955 | 3.9479 | 5.7402 | 6.2402 | 5.2224 | 4.1839 | 4.033 | 7.0057 | 3.4754 | 5.6559 | 2.8661 | 3.6856 | 2.8055 | 4.8883 | 3.7738 | 3.1559 | 4.6012 | 6.7917 | 5.7316 | 7.7032 | 3.5428 | 3.4282 | 4.7271 | 3.8246 | 4.2319 | 8.4316 | 4.3218 | 5.7703 | 2.5829 | 2.402 | 4.1223 | 2.4602 | 3.183 | 4.6622 | 5.0657 | 4.2206 | 3.4532 | 3.2641 | 5.658 | 2.8205 | 4.5364 | 2.3847 | 3.1022 | 2.3109 | 3.9619 | 3.1033 | 2.6649 | 3.7424 | 5.4618 | 4.6203 | 6.1881 | 2.918 | 2.8095 | 3.7999 | 3.1631 | 3.5372 | 6.8093 | 3.5379 | 4.6099
1092 | 2.0592 | 4.8306 | 2.5354 | 3.329 | 2.754 | 4.1682 | 3.4126 | 3.878 | 3.4841 | 7.1811 | 4.055 | 5.2267 | 4.6122 | 10.4268 | 5.7946 | 7.3883 | 3.9783 | 3.6453 | 6.2954 | 3.8297 | 5.127 | 7.3041 | 8.1554 | 6.817 | 5.4027 | 5.268 | 9.1858 | 4.4952 | 7.4725 | 3.5714 | 4.5844 | 3.571 | 6.3545 | 4.7957 | 3.843 | 5.9115 | 8.9183 | 7.4922 | 10.1069 | 4.5015 | 4.3957 | 6.2722 | 4.8629 | 5.2513 | 10.986 | 5.5006 | 7.6958 | 3.5747 | 3.2886 | 5.7442 | 3.4043 | 4.5405 | 6.5705 | 7.1501 | 6.0116 | 4.741 | 4.632 | 8.0604 | 3.9839 | 6.5503 | 3.2238 | 4.1146 | 3.1849 | 5.6134 | 4.2833 | 3.5128 | 5.2666 | 7.8417 | 6.6105 | 8.8937 | 4.0143 | 3.9071 | 5.4703 | 4.3234 | 4.7486 | 9.6923 | 4.917 | 6.7133 | 3.1573 | 2.9176 | 5.0537 | 3.0039 | 3.9575 | 5.7532 | 6.2572 | 5.2354 | 4.1957 | 4.0434 | 7.0249 | 3.4846 | 5.6721 | 2.874 | 3.6961 | 2.8133 | 4.9022 | 3.7842 | 3.1648 | 4.6127 | 6.809 | 5.746 | 7.7212 | 3.5518 | 3.4376 | 4.7409 | 3.8343 | 4.2439 | 8.4529 | 4.3315 | 5.7873 | 2.5898 | 2.4084 | 4.1338 | 2.4671 | 3.191 | 4.6728 | 5.0796 | 4.2312 | 3.463 | 3.2726 | 5.6736 | 2.828 | 4.5493 | 2.3914 | 3.1112 | 2.3174 | 3.9732 | 3.1121 | 2.6725 | 3.7518 | 5.4757 | 4.632 | 6.203 | 2.9255 | 2.8173 | 3.8111 | 3.1711 | 3.5473 | 6.8271 | 3.546 | 4.6235
1093 | 2.063 | 4.8369 | 2.5399 | 3.335 | 2.7625 | 4.178 | 3.4206 | 3.887 | 3.492 | 7.1918 | 4.0653 | 5.2372 | 4.623 | 10.4422 | 5.8069 | 7.4031 | 3.9888 | 3.6546 | 6.3126 | 3.8403 | 5.139 | 7.3204 | 8.1772 | 6.8337 | 5.4176 | 5.2817 | 9.2106 | 4.507 | 7.4941 | 3.5811 | 4.5973 | 3.5806 | 6.3724 | 4.8086 | 3.8537 | 5.9259 | 8.9411 | 7.5108 | 10.1294 | 4.5129 | 4.4077 | 6.2901 | 4.8752 | 5.2659 | 11.0124 | 5.5125 | 7.7181 | 3.5841 | 3.2971 | 5.7599 | 3.4137 | 4.5513 | 6.5853 | 7.1694 | 6.0264 | 4.7542 | 4.644 | 8.0824 | 3.9944 | 6.569 | 3.2326 | 4.1263 | 3.1935 | 5.6292 | 4.295 | 3.5226 | 5.2795 | 7.8617 | 6.6271 | 8.914 | 4.0245 | 3.9178 | 5.486 | 4.3343 | 4.7619 | 9.7162 | 4.9279 | 6.7329 | 3.1657 | 2.9252 | 5.0675 | 3.0122 | 3.9671 | 5.7661 | 6.2742 | 5.2484 | 4.2074 | 4.0539 | 7.0441 | 3.4938 | 5.6883 | 2.8819 | 3.7067 | 2.8211 | 4.916 | 3.7946 | 3.1737 | 4.6241 | 6.8263 | 5.7604 | 7.7392 | 3.5609 | 3.4471 | 4.7546 | 3.844 | 4.2559 | 8.4743 | 4.3412 | 5.8042 | 2.5967 | 2.4148 | 4.1453 | 2.474 | 3.1989 | 4.6835 | 5.0936 | 4.2419 | 3.4729 | 3.2811 | 5.6892 | 2.8356 | 4.5622 | 2.398 | 3.1202 | 2.3239 | 3.9845 | 3.1208 | 2.6802 | 3.7613 | 5.4896 | 4.6437 | 6.2178 | 2.9331 | 2.8251 | 3.8222 | 3.1792 | 3.5574 | 6.8448 | 3.5541 | 4.6371
1094 | 2.0667 | 4.8431 | 2.5445 | 3.341 | 2.771 | 4.1877 | 3.4285 | 3.896 | 3.4998 | 7.2026 | 4.0757 | 5.2478 | 4.6337 | 10.4576 | 5.8192 | 7.418 | 3.9992 | 3.6639 | 6.3297 | 3.8509 | 5.151 | 7.3367 | 8.1991 | 6.8504 | 5.4325 | 5.2955 | 9.2355 | 4.5188 | 7.5156 | 3.5908 | 4.6103 | 3.5902 | 6.3903 | 4.8215 | 3.8644 | 5.9404 | 8.9638 | 7.5294 | 10.1519 | 4.5243 | 4.4197 | 6.308 | 4.8875 | 5.2806 | 11.0388 | 5.5244 | 7.7404 | 3.5936 | 3.3056 | 5.7755 | 3.4231 | 4.5621 | 6.6 | 7.1887 | 6.0412 | 4.7674 | 4.656 | 8.1043 | 4.0049 | 6.5878 | 3.2414 | 4.1379 | 3.2022 | 5.645 | 4.3066 | 3.5325 | 5.2924 | 7.8817 | 6.6437 | 8.9342 | 4.0347 | 3.9285 | 5.5018 | 4.3453 | 4.7752 | 9.7401 | 4.9387 | 6.7526 | 3.174 | 2.9328 | 5.0814 | 3.0205 | 3.9767 | 5.7791 | 6.2913 | 5.2614 | 4.2192 | 4.0644 | 7.0632 | 3.503 | 5.7044 | 2.8898 | 3.7172 | 2.8288 | 4.9298 | 3.8051 | 3.1826 | 4.6355 | 6.8436 | 5.7749 | 7.7572 | 3.57 | 3.4565 | 4.7683 | 3.8537 | 4.2678 | 8.4956 | 4.3509 | 5.8212 | 2.6037 | 2.4212 | 4.1568 | 2.4809 | 3.2069 | 4.6942 | 5.1076 | 4.2525 | 3.4827 | 3.2897 | 5.7048 | 2.8431 | 4.5751 | 2.4047 | 3.1292 | 2.3304 | 3.9957 | 3.1295 | 2.6878 | 3.7708 | 5.5036 | 4.6554 | 6.2327 | 2.9406 | 2.8329 | 3.8334 | 3.1872 | 3.5675 | 6.8626 | 3.5622 | 4.6506
1095 | 2.0704 | 4.8494 | 2.5491 | 3.347 | 2.7795 | 4.1974 | 3.4364 | 3.905 | 3.5077 | 7.2133 | 4.0861 | 5.2583 | 4.6444 | 10.473 | 5.8315 | 7.4328 | 4.0097 | 3.6732 | 6.3469 | 3.8614 | 5.163 | 7.353 | 8.221 | 6.8671 | 5.4474 | 5.3092 | 9.2603 | 4.5306 | 7.5372 | 3.6005 | 4.6232 | 3.5998 | 6.4082 | 4.8344 | 3.8752 | 5.9548 | 8.9866 | 7.548 | 10.1744 | 4.5357 | 4.4317 | 6.3258 | 4.8998 | 5.2952 | 11.0652 | 5.5364 | 7.7628 | 3.603 | 3.314 | 5.7912 | 3.4326 | 4.5729 | 6.6147 | 7.2081 | 6.0561 | 4.7805 | 4.668 | 8.1262 | 4.0154 | 6.6066 | 3.2502 | 4.1496 | 3.2108 | 5.6608 | 4.3183 | 3.5423 | 5.3054 | 7.9016 | 6.6602 | 8.9545 | 4.0449 | 3.9392 | 5.5175 | 4.3562 | 4.7884 | 9.764 | 4.9495 | 6.7722 | 3.1824 | 2.9404 | 5.0953 | 3.0289 | 3.9863 | 5.7921 | 6.3083 | 5.2744 | 4.231 | 4.0749 | 7.0824 | 3.5122 | 5.7206 | 2.8977 | 3.7278 | 2.8366 | 4.9436 | 3.8155 | 3.1916 | 4.647 | 6.8609 | 5.7893 | 7.7752 | 3.5791 | 3.466 | 4.782 | 3.8634 | 4.2798 | 8.5169 | 4.3606 | 5.8382 | 2.6106 | 2.4276 | 4.1682 | 2.4878 | 3.2148 | 4.7049 | 5.1216 | 4.2631 | 3.4926 | 3.2982 | 5.7204 | 2.8506 | 4.588 | 2.4114 | 3.1382 | 2.3369 | 4.007 | 3.1382 | 2.6954 | 3.7802 | 5.5175 | 4.6671 | 6.2476 | 2.9482 | 2.8408 | 3.8446 | 3.1953 | 3.5776 | 6.8803 | 3.5703 | 4.6642
1096 | 2.0741 | 4.8557 | 2.5537 | 3.353 | 2.788 | 4.2071 | 3.4443 | 3.914 | 3.5156 | 7.224 | 4.0965 | 5.2688 | 4.6551 | 10.4884 | 5.8438 | 7.4476 | 4.0201 | 3.6824 | 6.3641 | 3.872 | 5.175 | 7.3693 | 8.2428 | 6.8838 | 5.4623 | 5.3229 | 9.2852 | 4.5425 | 7.5587 | 3.6102 | 4.6361 | 3.6094 | 6.4261 | 4.8473 | 3.8859 | 5.9693 | 9.0093 | 7.5666 | 10.1969 | 4.547 | 4.4437 | 6.3437 | 4.9121 | 5.3099 | 11.0916 | 5.5483 | 7.7851 | 3.6124 | 3.3225 | 5.8068 | 3.442 | 4.5837 | 6.6294 | 7.2274 | 6.0709 | 4.7937 | 4.6801 | 8.1481 | 4.0259 | 6.6253 | 3.259 | 4.1613 | 3.2195 | 5.6766 | 4.33 | 3.5522 | 5.3183 | 7.9216 | 6.6768 | 8.9748 | 4.055 | 3.9499 | 5.5332 | 4.3672 | 4.8017 | 9.7878 | 4.9604 | 6.7918 | 3.1907 | 2.948 | 5.1092 | 3.0372 | 3.9959 | 5.8051 | 6.3253 | 5.2874 | 4.2428 | 4.0854 | 7.1015 | 3.5214 | 5.7368 | 2.9056 | 3.7384 | 2.8443 | 4.9575 | 3.8259 | 3.2005 | 4.6584 | 6.8782 | 5.8037 | 7.7932 | 3.5881 | 3.4754 | 4.7958 | 3.8732 | 4.2917 | 8.5382 | 4.3703 | 5.8551 | 2.6175 | 2.4339 | 4.1797 | 2.4946 | 3.2228 | 4.7156 | 5.1355 | 4.2738 | 3.5024 | 3.3067 | 5.736 | 2.8581 | 4.6009 | 2.418 | 3.1471 | 2.3434 | 4.0182 | 3.1469 | 2.703 | 3.7897 | 5.5314 | 4.6788 | 6.2624 | 2.9557 | 2.8486 | 3.8557 | 3.2034 | 3.5877 | 6.8981 | 3.5784 | 4.6778
1097 | 2.0778 | 4.8619 | 2.5583 | 3.359 | 2.7965 | 4.2168 | 3.4522 | 3.923 | 3.5234 | 7.2348 | 4.1069 | 5.2794 | 4.6658 | 10.5038 | 5.8561 | 7.4625 | 4.0306 | 3.6917 | 6.3812 | 3.8825 | 5.187 | 7.3856 | 8.2647 | 6.9005 | 5.4772 | 5.3367 | 9.31 | 4.5543 | 7.5803 | 3.6199 | 4.649 | 3.619 | 6.4439 | 4.8603 | 3.8966 | 5.9837 | 9.0321 | 7.5852 | 10.2194 | 4.5584 | 4.4557 | 6.3616 | 4.9244 | 5.3246 | 11.118 | 5.5603 | 7.8074 | 3.6219 | 3.331 | 5.8225 | 3.4514 | 4.5945 | 6.6441 | 7.2467 | 6.0857 | 4.8069 | 4.6921 | 8.17 | 4.0365 | 6.6441 | 3.2678 | 4.173 | 3.2281 | 5.6924 | 4.3417 | 3.562 | 5.3312 | 7.9415 | 6.6934 | 8.995 | 4.0652 | 3.9607 | 5.5489 | 4.3781 | 4.815 | 9.8117 | 4.9712 | 6.8115 | 3.1991 | 2.9557 | 5.123 | 3.0455 | 4.0055 | 5.8181 | 6.3423 | 5.3003 | 4.2546 | 4.0958 | 7.1207 | 3.5306 | 5.753 | 2.9135 | 3.7489 | 2.8521 | 4.9713 | 3.8363 | 3.2094 | 4.6699 | 6.8955 | 5.8182 | 7.8112 | 3.5972 | 3.4849 | 4.8095 | 3.8829 | 4.3037 | 8.5595 | 4.38 | 5.8721 | 2.6244 | 2.4403 | 4.1912 | 2.5015 | 3.2307 | 4.7263 | 5.1495 | 4.2844 | 3.5123 | 3.3153 | 5.7516 | 2.8657 | 4.6138 | 2.4247 | 3.1561 | 2.3499 | 4.0295 | 3.1556 | 2.7107 | 3.7992 | 5.5453 | 4.6905 | 6.2773 | 2.9632 | 2.8564 | 3.8669 | 3.2114 | 3.5978 | 6.9159 | 3.5865 | 4.6913
1098 | 2.0816 | 4.8682 | 2.5628 | 3.365 | 2.805 | 4.2266 | 3.4602 | 3.932 | 3.5313 | 7.2455 | 4.1172 | 5.2899 | 4.6766 | 10.5192 | 5.8684 | 7.4773 | 4.041 | 3.701 | 6.3984 | 3.8931 | 5.199 | 7.4019 | 8.2866 | 6.9172 | 5.4921 | 5.3504 | 9.3348 | 4.5661 | 7.6018 | 3.6296 | 4.6619 | 3.6286 | 6.4618 | 4.8732 | 3.9073 | 5.9982 | 9.0548 | 7.6038 | 10.2419 | 4.5698 | 4.4676 | 6.3795 | 4.9367 | 5.3392 | 11.1444 | 5.5722 | 7.8297 | 3.6313 | 3.3395 | 5.8381 | 3.4608 | 4.6053 | 6.6588 | 7.2661 | 6.1005 | 4.8201 | 4.7041 | 8.1919 | 4.047 | 6.6629 | 3.2767 | 4.1846 | 3.2368 | 5.7082 | 4.3534 | 3.5719 | 5.3442 | 7.9615 | 6.7099 | 9.0153 | 4.0754 | 3.9714 | 5.5646 | 4.389 | 4.8283 | 9.8356 | 4.9821 | 6.8311 | 3.2074 | 2.9633 | 5.1369 | 3.0539 | 4.0151 | 5.831 | 6.3594 | 5.3133 | 4.2664 | 4.1063 | 7.1399 | 3.5398 | 5.7691 | 2.9214 | 3.7595 | 2.8598 | 4.9851 | 3.8468 | 3.2183 | 4.6813 | 6.9129 | 5.8326 | 7.8291 | 3.6063 | 3.4943 | 4.8232 | 3.8926 | 4.3157 | 8.5808 | 4.3897 | 5.889 | 2.6314 | 2.4467 | 4.2027 | 2.5084 | 3.2387 | 4.737 | 5.1635 | 4.295 | 3.5222 | 3.3238 | 5.7672 | 2.8732 | 4.6267 | 2.4313 | 3.1651 | 2.3564 | 4.0407 | 3.1644 | 2.7183 | 3.8086 | 5.5592 | 4.7022 | 6.2921 | 2.9708 | 2.8642 | 3.8781 | 3.2195 | 3.6079 | 6.9336 | 3.5947 | 4.7049
1099 | 2.0853 | 4.8744 | 2.5674 | 3.371 | 2.8135 | 4.2363 | 3.4681 | 3.941 | 3.5391 | 7.2563 | 4.1276 | 5.3005 | 4.6873 | 10.5346 | 5.8807 | 7.4922 | 4.0515 | 3.7103 | 6.4156 | 3.9036 | 5.2109 | 7.4182 | 8.3085 | 6.9338 | 5.507 | 5.3641 | 9.3597 | 4.578 | 7.6234 | 3.6393 | 4.6748 | 3.6382 | 6.4797 | 4.8861 | 3.9181 | 6.0126 | 9.0776 | 7.6225 | 10.2644 | 4.5812 | 4.4796 | 6.3973 | 4.949 | 5.3539 | 11.1708 | 5.5841 | 7.8521 | 3.6407 | 3.348 | 5.8538 | 3.4702 | 4.6161 | 6.6736 | 7.2854 | 6.1154 | 4.8333 | 4.7161 | 8.2138 | 4.0575 | 6.6816 | 3.2855 | 4.1963 | 3.2454 | 5.724 | 4.3651 | 3.5817 | 5.3571 | 7.9814 | 6.7265 | 9.0356 | 4.0856 | 3.9821 | 5.5803 | 4.4 | 4.8416 | 9.8595 | 4.9929 | 6.8507 | 3.2158 | 2.9709 | 5.1508 | 3.0622 | 4.0247 | 5.844 | 6.3764 | 5.3263 | 4.2781 | 4.1168 | 7.159 | 3.549 | 5.7853 | 2.9293 | 3.77 | 2.8676 | 4.9989 | 3.8572 | 3.2273 | 4.6928 | 6.9302 | 5.847 | 7.8471 | 3.6153 | 3.5038 | 4.8369 | 3.9023 | 4.3276 | 8.6022 | 4.3994 | 5.906 | 2.6383 | 2.4531 | 4.2142 | 2.5153 | 3.2466 | 4.7477 | 5.1775 | 4.3056 | 3.532 | 3.3323 | 5.7828 | 2.8807 | 4.6396 | 2.438 | 3.1741 | 2.3628 | 4.052 | 3.1731 | 2.7259 | 3.8181 | 5.5731 | 4.7138 | 6.307 | 2.9783 | 2.872 | 3.8892 | 3.2275 | 3.618 | 6.9514 | 3.6028 | 4.7185
1100 | 2.089 | 4.8807 | 2.572 | 3.377 | 2.822 | 4.246 | 3.476 | 3.95 | 3.547 | 7.267 | 4.138 | 5.311 | 4.698 | 10.55 | 5.893 | 7.507 | 4.0619 | 3.7196 | 6.4327 | 3.9142 | 5.2229 | 7.4345 | 8.3303 | 6.9505 | 5.5219 | 5.3779 | 9.3845 | 4.5898 | 7.6449 | 3.649 | 4.6877 | 3.6478 | 6.4976 | 4.899 | 3.9288 | 6.0271 | 9.1003 | 7.6411 | 10.2869 | 4.5925 | 4.4916 | 6.4152 | 4.9613 | 5.3685 | 11.1972 | 5.5961 | 7.8744 | 3.6501 | 3.3565 | 5.8694 | 3.4797 | 4.6269 | 6.6883 | 7.3047 | 6.1302 | 4.8465 | 4.7281 | 8.2357 | 4.068 | 6.7004 | 3.2943 | 4.208 | 3.2541 | 5.7398 | 4.3768 | 3.5916 | 5.3701 | 8.0014 | 6.7431 | 9.0559 | 4.0958 | 3.9928 | 5.5961 | 4.4109 | 4.8549 | 9.8834 | 5.0037 | 6.8703 | 3.2241 | 2.9785 | 5.1647 | 3.0705 | 4.0343 | 5.857 | 6.3934 | 5.3393 | 4.2899 | 4.1273 | 7.1782 | 3.5582 | 5.8015 | 2.9372 | 3.7806 | 2.8753 | 5.0127 | 3.8676 | 3.2362 | 4.7042 | 6.9475 | 5.8615 | 7.8651 | 3.6244 | 3.5132 | 4.8507 | 3.912 | 4.3396 | 8.6235 | 4.4091 | 5.9229 | 2.6452 | 2.4595 | 4.2257 | 2.5221 | 3.2546 | 4.7584 | 5.1915 | 4.3163 | 3.5419 | 3.3409 | 5.7984 | 2.8883 | 4.6525 | 2.4447 | 3.1831 | 2.3693 | 4.0633 | 3.1818 | 2.7335 | 3.8275 | 5.587 | 4.7255 | 6.3219 | 2.9859 | 2.8799 | 3.9004 | 3.2356 | 3.6281 | 6.9691 | 3.6109 | 4.7321
1101 | 2.0928 | 4.8879 | 2.5768 | 3.3832 | 2.8305 | 4.2584 | 3.483 | 3.958 | 3.5569 | 7.281 | 4.1493 | 5.3225 | 4.7103 | 10.567 | 5.906 | 7.522 | 4.077 | 3.7337 | 6.4541 | 3.9294 | 5.2409 | 7.4572 | 8.3573 | 6.9748 | 5.542 | 5.3957 | 9.4153 | 4.6062 | 7.6733 | 3.6627 | 4.7057 | 3.6613 | 6.5219 | 4.9179 | 3.9437 | 6.0471 | 9.1289 | 7.6668 | 10.3143 | 4.6085 | 4.5103 | 6.4412 | 4.9768 | 5.3893 | 11.2275 | 5.6136 | 7.9041 | 3.6637 | 3.3693 | 5.8888 | 3.4933 | 4.6426 | 6.7087 | 7.3287 | 6.1518 | 4.8643 | 4.7438 | 8.2631 | 4.0826 | 6.7252 | 3.3066 | 4.2242 | 3.2662 | 5.7612 | 4.3939 | 3.6053 | 5.3879 | 8.0264 | 6.7658 | 9.0804 | 4.1101 | 4.0095 | 5.6188 | 4.4247 | 4.8738 | 9.9108 | 5.0192 | 6.8962 | 3.2362 | 2.9899 | 5.1819 | 3.0826 | 4.0477 | 5.8749 | 6.4145 | 5.3582 | 4.3057 | 4.1411 | 7.2022 | 3.571 | 5.8229 | 2.9483 | 3.7952 | 2.8862 | 5.0314 | 3.8828 | 3.2486 | 4.7199 | 6.9691 | 5.8811 | 7.8868 | 3.6371 | 3.5279 | 4.8703 | 3.9242 | 4.3565 | 8.6479 | 4.4225 | 5.9452 | 2.6552 | 2.469 | 4.2399 | 2.532 | 3.2653 | 4.773 | 5.2088 | 4.3316 | 3.555 | 3.3522 | 5.818 | 2.8987 | 4.6697 | 2.454 | 3.1954 | 2.3784 | 4.0785 | 3.1944 | 2.7441 | 3.8403 | 5.6044 | 4.7413 | 6.3396 | 2.9964 | 2.892 | 3.9163 | 3.2457 | 3.6423 | 6.9896 | 3.6215 | 4.7497
1102 | 2.0966 | 4.8952 | 2.5816 | 3.3894 | 2.839 | 4.2708 | 3.4901 | 3.966 | 3.5668 | 7.295 | 4.1606 | 5.334 | 4.7226 | 10.584 | 5.919 | 7.537 | 4.0921 | 3.7479 | 6.4754 | 3.9446 | 5.2588 | 7.4799 | 8.3842 | 6.9991 | 5.5621 | 5.4135 | 9.4461 | 4.6226 | 7.7017 | 3.6764 | 4.7237 | 3.6748 | 6.5462 | 4.9368 | 3.9587 | 6.0671 | 9.1575 | 7.6925 | 10.3417 | 4.6244 | 4.529 | 6.4672 | 4.9922 | 5.4101 | 11.2578 | 5.6312 | 7.9338 | 3.6773 | 3.3822 | 5.9082 | 3.5069 | 4.6582 | 6.7292 | 7.3526 | 6.1734 | 4.8821 | 4.7595 | 8.2904 | 4.0972 | 6.7501 | 3.319 | 4.2404 | 3.2784 | 5.7827 | 4.411 | 3.619 | 5.4058 | 8.0514 | 6.7885 | 9.105 | 4.1244 | 4.0262 | 5.6415 | 4.4385 | 4.8926 | 9.9382 | 5.0346 | 6.9221 | 3.2483 | 3.0014 | 5.1991 | 3.0946 | 4.0612 | 5.8929 | 6.4356 | 5.3771 | 4.3215 | 4.1549 | 7.2261 | 3.5838 | 5.8443 | 2.9593 | 3.8098 | 2.897 | 5.0501 | 3.8979 | 3.261 | 4.7355 | 6.9908 | 5.9007 | 7.9085 | 3.6498 | 3.5426 | 4.89 | 3.9364 | 4.3734 | 8.6724 | 4.4358 | 5.9674 | 2.6651 | 2.4786 | 4.2541 | 2.5419 | 3.276 | 4.7877 | 5.2261 | 4.347 | 3.5682 | 3.3635 | 5.8375 | 2.9092 | 4.6868 | 2.4633 | 3.2078 | 2.3875 | 4.0937 | 3.207 | 2.7546 | 3.8531 | 5.6218 | 4.757 | 6.3574 | 3.0069 | 2.9041 | 3.9321 | 3.2557 | 3.6565 | 7.01 | 3.6322 | 4.7674
1103 | 2.1004 | 4.9025 | 2.5864 | 3.3956 | 2.8475 | 4.2832 | 3.4971 | 3.974 | 3.5767 | 7.309 | 4.1719 | 5.3455 | 4.7349 | 10.601 | 5.932 | 7.552 | 4.1073 | 3.762 | 6.4968 | 3.9598 | 5.2768 | 7.5025 | 8.4112 | 7.0235 | 5.5821 | 5.4313 | 9.477 | 4.6391 | 7.7302 | 3.69 | 4.7418 | 3.6884 | 6.5704 | 4.9558 | 3.9736 | 6.0871 | 9.186 | 7.7181 | 10.3691 | 4.6404 | 4.5478 | 6.4933 | 5.0076 | 5.4309 | 11.288 | 5.6488 | 7.9636 | 3.691 | 3.395 | 5.9277 | 3.5204 | 4.6738 | 6.7497 | 7.3766 | 6.1951 | 4.8998 | 4.7753 | 8.3178 | 4.1117 | 6.7749 | 3.3313 | 4.2567 | 3.2905 | 5.8041 | 4.428 | 3.6326 | 5.4236 | 8.0765 | 6.8111 | 9.1296 | 4.1388 | 4.0429 | 5.6641 | 4.4522 | 4.9114 | 9.9657 | 5.05 | 6.948 | 3.2603 | 3.0128 | 5.2163 | 3.1066 | 4.0746 | 5.9108 | 6.4567 | 5.3961 | 4.3374 | 4.1686 | 7.2501 | 3.5966 | 5.8658 | 2.9704 | 3.8245 | 2.9079 | 5.0689 | 3.9131 | 3.2733 | 4.7512 | 7.0125 | 5.9204 | 7.9302 | 3.6624 | 3.5574 | 4.9097 | 3.9485 | 4.3902 | 8.6969 | 4.4492 | 5.9896 | 2.6751 | 2.4882 | 4.2684 | 2.5519 | 3.2867 | 4.8023 | 5.2435 | 4.3623 | 3.5813 | 3.3747 | 5.8571 | 2.9196 | 4.7039 | 2.4725 | 3.2201 | 2.3965 | 4.1088 | 3.2197 | 2.7652 | 3.8659 | 5.6392 | 4.7728 | 6.3752 | 3.0173 | 2.9162 | 3.948 | 3.2658 | 3.6706 | 7.0305 | 3.6429 | 4.7851
1104 | 2.1042 | 4.9097 | 2.5912 | 3.4018 | 2.856 | 4.2956 | 3.5042 | 3.982 | 3.5866 | 7.323 | 4.1832 | 5.357 | 4.7472 | 10.618 | 5.945 | 7.567 | 4.1224 | 3.7762 | 6.5181 | 3.975 | 5.2947 | 7.5252 | 8.4381 | 7.0478 | 5.6022 | 5.4491 | 9.5078 | 4.6555 | 7.7586 | 3.7037 | 4.7598 | 3.7019 | 6.5947 | 4.9747 | 3.9886 | 6.1071 | 9.2146 | 7.7438 | 10.3965 | 4.6563 | 4.5665 | 6.5193 | 5.023 | 5.4517 | 11.3183 | 5.6664 | 7.9933 | 3.7046 | 3.4079 | 5.9471 | 3.534 | 4.6894 | 6.7702 | 7.4005 | 6.2167 | 4.9176 | 4.791 | 8.3451 | 4.1263 | 6.7998 | 3.3437 | 4.2729 | 3.3027 | 5.8256 | 4.4451 | 3.6463 | 5.4415 | 8.1015 | 6.8338 | 9.1542 | 4.1531 | 4.0596 | 5.6868 | 4.466 | 4.9302 | 9.9931 | 5.0654 | 6.9739 | 3.2724 | 3.0243 | 5.2335 | 3.1186 | 4.0881 | 5.9288 | 6.4778 | 5.415 | 4.3532 | 4.1824 | 7.274 | 3.6094 | 5.8872 | 2.9814 | 3.8391 | 2.9187 | 5.0876 | 3.9282 | 3.2857 | 4.7668 | 7.0342 | 5.94 | 7.9519 | 3.6751 | 3.5721 | 4.9294 | 3.9607 | 4.4071 | 8.7214 | 4.4625 | 6.0118 | 2.685 | 2.4978 | 4.2826 | 2.5618 | 3.2974 | 4.817 | 5.2608 | 4.3777 | 3.5945 | 3.386 | 5.8766 | 2.9301 | 4.721 | 2.4818 | 3.2325 | 2.4056 | 4.124 | 3.2323 | 2.7757 | 3.8787 | 5.6566 | 4.7885 | 6.393 | 3.0278 | 2.9283 | 3.9638 | 3.2758 | 3.6848 | 7.0509 | 3.6536 | 4.8028
1105 | 2.108 | 4.917 | 2.596 | 3.408 | 2.864 | 4.308 | 3.5112 | 3.99 | 3.5965 | 7.337 | 4.1945 | 5.3685 | 4.7595 | 10.635 | 5.958 | 7.582 | 4.1375 | 3.7903 | 6.5395 | 3.9902 | 5.3127 | 7.5479 | 8.4651 | 7.0721 | 5.6223 | 5.4669 | 9.5386 | 4.6719 | 7.787 | 3.7174 | 4.7778 | 3.7154 | 6.619 | 4.9936 | 4.0035 | 6.1271 | 9.2432 | 7.7695 | 10.4239 | 4.6723 | 4.5852 | 6.5453 | 5.0385 | 5.4725 | 11.3486 | 5.6839 | 8.023 | 3.7182 | 3.4207 | 5.9665 | 3.5476 | 4.7051 | 6.7906 | 7.4245 | 6.2383 | 4.9354 | 4.8067 | 8.3725 | 4.1409 | 6.8246 | 3.356 | 4.2891 | 3.3148 | 5.847 | 4.4622 | 3.66 | 5.4593 | 8.1265 | 6.8565 | 9.1787 | 4.1674 | 4.0763 | 5.7095 | 4.4798 | 4.9491 | 10.0205 | 5.0809 | 6.9998 | 3.2845 | 3.0357 | 5.2507 | 3.1307 | 4.1015 | 5.9467 | 6.4989 | 5.4339 | 4.369 | 4.1962 | 7.298 | 3.6222 | 5.9086 | 2.9925 | 3.8537 | 2.9296 | 5.1063 | 3.9434 | 3.2981 | 4.7825 | 7.0558 | 5.9596 | 7.9736 | 3.6878 | 3.5868 | 4.949 | 3.9729 | 4.424 | 8.7458 | 4.4759 | 6.0341 | 2.695 | 2.5073 | 4.2968 | 2.5717 | 3.3081 | 4.8316 | 5.2781 | 4.393 | 3.6076 | 3.3973 | 5.8962 | 2.9405 | 4.7382 | 2.4911 | 3.2448 | 2.4147 | 4.1392 | 3.2449 | 2.7863 | 3.8915 | 5.674 | 4.8043 | 6.4107 | 3.0383 | 2.9404 | 3.9797 | 3.2859 | 3.699 | 7.0714 | 3.6642 | 4.8204
1106 | 2.1118 | 4.9243 | 2.6008 | 3.4142 | 2.872 | 4.3204 | 3.5182 | 3.998 | 3.6064 | 7.351 | 4.2058 | 5.38 | 4.7718 | 10.652 | 5.971 | 7.597 | 4.1526 | 3.8044 | 6.5608 | 4.0054 | 5.3306 | 7.5705 | 8.492 | 7.0964 | 5.6423 | 5.4847 | 9.5694 | 4.6883 | 7.8154 | 3.7311 | 4.7958 | 3.7289 | 6.6433 | 5.0125 | 4.0184 | 6.1471 | 9.2717 | 7.7952 | 10.4513 | 4.6882 | 4.6039 | 6.5713 | 5.0539 | 5.4933 | 11.3789 | 5.7015 | 8.0527 | 3.7318 | 3.4336 | 5.9859 | 3.5612 | 4.7207 | 6.8111 | 7.4484 | 6.2599 | 4.9531 | 4.8224 | 8.3998 | 4.1555 | 6.8494 | 3.3684 | 4.3053 | 3.327 | 5.8684 | 4.4793 | 3.6737 | 5.4772 | 8.1515 | 6.8792 | 9.2033 | 4.1817 | 4.093 | 5.7322 | 4.4935 | 4.9679 | 10.0479 | 5.0963 | 7.0257 | 3.2965 | 3.0472 | 5.2679 | 3.1427 | 4.115 | 5.9646 | 6.52 | 5.4528 | 4.3848 | 4.21 | 7.322 | 3.635 | 5.9301 | 3.0036 | 3.8683 | 2.9404 | 5.125 | 3.9586 | 3.3105 | 4.7982 | 7.0775 | 5.9793 | 7.9953 | 3.7005 | 3.6015 | 4.9687 | 3.9851 | 4.4409 | 8.7703 | 4.4892 | 6.0563 | 2.705 | 2.5169 | 4.3111 | 2.5816 | 3.3188 | 4.8462 | 5.2955 | 4.4084 | 3.6208 | 3.4086 | 5.9158 | 2.951 | 4.7553 | 2.5004 | 3.2572 | 2.4237 | 4.1544 | 3.2575 | 2.7968 | 3.9043 | 5.6914 | 4.82 | 6.4285 | 3.0488 | 2.9525 | 3.9956 | 3.296 | 3.7132 | 7.0918 | 3.6749 | 4.8381
1107 | 2.1156 | 4.9315 | 2.6056 | 3.4204 | 2.88 | 4.3328 | 3.5253 | 4.006 | 3.6163 | 7.365 | 4.2171 | 5.3915 | 4.7841 | 10.669 | 5.984 | 7.612 | 4.1677 | 3.8186 | 6.5822 | 4.0206 | 5.3486 | 7.5932 | 8.519 | 7.1207 | 5.6624 | 5.5026 | 9.6002 | 4.7047 | 7.8438 | 3.7448 | 4.8138 | 3.7424 | 6.6676 | 5.0314 | 4.0334 | 6.1672 | 9.3003 | 7.8209 | 10.4788 | 4.7042 | 4.6226 | 6.5973 | 5.0693 | 5.514 | 11.4092 | 5.7191 | 8.0824 | 3.7454 | 3.4464 | 6.0053 | 3.5748 | 4.7363 | 6.8316 | 7.4724 | 6.2815 | 4.9709 | 4.8381 | 8.4272 | 4.1701 | 6.8743 | 3.3807 | 4.3215 | 3.3391 | 5.8899 | 4.4964 | 3.6874 | 5.495 | 8.1765 | 6.9019 | 9.2279 | 4.196 | 4.1097 | 5.7549 | 4.5073 | 4.9867 | 10.0753 | 5.1117 | 7.0515 | 3.3086 | 3.0586 | 5.2852 | 3.1547 | 4.1284 | 5.9826 | 6.5411 | 5.4717 | 4.4006 | 4.2238 | 7.3459 | 3.6478 | 5.9515 | 3.0146 | 3.8829 | 2.9513 | 5.1437 | 3.9737 | 3.3229 | 4.8138 | 7.0992 | 5.9989 | 8.0169 | 3.7132 | 3.6162 | 4.9884 | 3.9973 | 4.4578 | 8.7948 | 4.5026 | 6.0785 | 2.7149 | 2.5265 | 4.3253 | 2.5915 | 3.3295 | 4.8609 | 5.3128 | 4.4237 | 3.6339 | 3.4199 | 5.9353 | 2.9614 | 4.7724 | 2.5097 | 3.2695 | 2.4328 | 4.1696 | 3.2701 | 2.8074 | 3.917 | 5.7088 | 4.8358 | 6.4463 | 3.0593 | 2.9647 | 4.0114 | 3.306 | 3.7274 | 7.1123 | 3.6856 | 4.8558
1108 | 2.1194 | 4.9388 | 2.6104 | 3.4266 | 2.888 | 4.3452 | 3.5323 | 4.014 | 3.6262 | 7.379 | 4.2284 | 5.403 | 4.7964 | 10.686 | 5.997 | 7.627 | 4.1828 | 3.8327 | 6.6035 | 4.0358 | 5.3665 | 7.6159 | 8.5459 | 7.145 | 5.6825 | 5.5204 | 9.631 | 4.7212 | 7.8722 | 3.7584 | 4.8318 | 3.756 | 6.6918 | 5.0504 | 4.0483 | 6.1872 | 9.3289 | 7.8466 | 10.5062 | 4.7201 | 4.6414 | 6.6234 | 5.0847 | 5.5348 | 11.4394 | 5.7367 | 8.1122 | 3.759 | 3.4593 | 6.0248 | 3.5884 | 4.7519 | 6.8521 | 7.4963 | 6.3032 | 4.9887 | 4.8538 | 8.4545 | 4.1846 | 6.8991 | 3.3931 | 4.3378 | 3.3513 | 5.9113 | 4.5134 | 3.701 | 5.5129 | 8.2016 | 6.9246 | 9.2525 | 4.2104 | 4.1264 | 5.7776 | 4.5211 | 5.0055 | 10.1028 | 5.1271 | 7.0774 | 3.3207 | 3.0701 | 5.3024 | 3.1667 | 4.1419 | 6.0005 | 6.5622 | 5.4906 | 4.4164 | 4.2376 | 7.3699 | 3.6606 | 5.9729 | 3.0257 | 3.8976 | 2.9621 | 5.1624 | 3.9889 | 3.3352 | 4.8295 | 7.1209 | 6.0185 | 8.0386 | 3.7258 | 3.631 | 5.0081 | 4.0094 | 4.4746 | 8.8193 | 4.5159 | 6.1007 | 2.7249 | 2.5361 | 4.3395 | 2.6014 | 3.3402 | 4.8755 | 5.3301 | 4.4391 | 3.6471 | 3.4312 | 5.9549 | 2.9719 | 4.7895 | 2.519 | 3.2819 | 2.4419 | 4.1848 | 3.2828 | 2.8179 | 3.9298 | 5.7262 | 4.8515 | 6.4641 | 3.0698 | 2.9768 | 4.0273 | 3.3161 | 3.7416 | 7.1327 | 3.6963 | 4.8735
1109 | 2.1232 | 4.9461 | 2.6152 | 3.4328 | 2.8987 | 4.3576 | 3.5394 | 4.022 | 3.6361 | 7.393 | 4.2397 | 5.4145 | 4.8087 | 10.703 | 6.01 | 7.642 | 4.1979 | 3.8469 | 6.6249 | 4.051 | 5.3845 | 7.6385 | 8.5729 | 7.1693 | 5.7025 | 5.5382 | 9.6618 | 4.7376 | 7.9006 | 3.7721 | 4.8498 | 3.7695 | 6.7161 | 5.0693 | 4.0633 | 6.2072 | 9.3574 | 7.8723 | 10.5336 | 4.7361 | 4.6601 | 6.6494 | 5.1002 | 5.5556 | 11.4697 | 5.7542 | 8.1419 | 3.7726 | 3.4721 | 6.0442 | 3.602 | 4.7676 | 6.8725 | 7.5203 | 6.3248 | 5.0064 | 4.8695 | 8.4819 | 4.1992 | 6.924 | 3.4054 | 4.354 | 3.3634 | 5.9328 | 4.5305 | 3.7147 | 5.5307 | 8.2266 | 6.9473 | 9.277 | 4.2247 | 4.1431 | 5.8003 | 4.5348 | 5.0244 | 10.1302 | 5.1426 | 7.1033 | 3.3327 | 3.0815 | 5.3196 | 3.1788 | 4.1553 | 6.0185 | 6.5833 | 5.5095 | 4.4322 | 4.2514 | 7.3938 | 3.6734 | 5.9944 | 3.0367 | 3.9122 | 2.973 | 5.1811 | 4.004 | 3.3476 | 4.8451 | 7.1425 | 6.0382 | 8.0603 | 3.7385 | 3.6457 | 5.0277 | 4.0216 | 4.4915 | 8.8437 | 4.5293 | 6.123 | 2.7348 | 2.5456 | 4.3538 | 2.6113 | 3.3509 | 4.8902 | 5.3475 | 4.4544 | 3.6602 | 3.4425 | 5.9744 | 2.9823 | 4.8067 | 2.5283 | 3.2942 | 2.4509 | 4.2 | 3.2954 | 2.8285 | 3.9426 | 5.7436 | 4.8673 | 6.4818 | 3.0803 | 2.9889 | 4.0431 | 3.3261 | 3.7558 | 7.1532 | 3.7069 | 4.8911
1110 | 2.127 | 4.9533 | 2.62 | 3.439 | 2.9095 | 4.37 | 3.5464 | 4.03 | 3.646 | 7.407 | 4.251 | 5.426 | 4.821 | 10.72 | 6.023 | 7.657 | 4.213 | 3.861 | 6.6462 | 4.0662 | 5.4024 | 7.6612 | 8.5998 | 7.1936 | 5.7226 | 5.556 | 9.6926 | 4.754 | 7.929 | 3.7858 | 4.8678 | 3.783 | 6.7404 | 5.0882 | 4.0782 | 6.2272 | 9.386 | 7.898 | 10.561 | 4.752 | 4.6788 | 6.6754 | 5.1156 | 5.5764 | 11.5 | 5.7718 | 8.1716 | 3.7862 | 3.485 | 6.0636 | 3.6156 | 4.7832 | 6.893 | 7.5442 | 6.3464 | 5.0242 | 4.8852 | 8.5092 | 4.2138 | 6.9488 | 3.4178 | 4.3702 | 3.3756 | 5.9542 | 4.5476 | 3.7284 | 5.5486 | 8.2516 | 6.97 | 9.3016 | 4.239 | 4.1598 | 5.823 | 4.5486 | 5.0432 | 10.1576 | 5.158 | 7.1292 | 3.3448 | 3.093 | 5.3368 | 3.1908 | 4.1688 | 6.0364 | 6.6044 | 5.5284 | 4.448 | 4.2652 | 7.4178 | 3.6862 | 6.0158 | 3.0478 | 3.9268 | 2.9838 | 5.1998 | 4.0192 | 3.36 | 4.8608 | 7.1642 | 6.0578 | 8.082 | 3.7512 | 3.6604 | 5.0474 | 4.0338 | 4.5084 | 8.8682 | 4.5426 | 6.1452 | 2.7448 | 2.5552 | 4.368 | 2.6212 | 3.3616 | 4.9048 | 5.3648 | 4.4698 | 3.6734 | 3.4538 | 5.994 | 2.9928 | 4.8238 | 2.5376 | 3.3066 | 2.46 | 4.2152 | 3.308 | 2.839 | 3.9554 | 5.761 | 4.883 | 6.4996 | 3.0908 | 3.001 | 4.059 | 3.3362 | 3.77 | 7.1736 | 3.7176 | 4.9088
1111 | 2.1311 | 4.9615 | 2.6257 | 3.4459 | 2.9203 | 4.385 | 3.5546 | 4.0393 | 3.6568 | 7.4199 | 4.2626 | 5.4394 | 4.8354 | 10.7371 | 6.0374 | 7.6733 | 4.231 | 3.8782 | 6.67 | 4.0843 | 5.4241 | 7.6878 | 8.6298 | 7.2227 | 5.7458 | 5.5763 | 9.727 | 4.7733 | 7.9616 | 3.802 | 4.889 | 3.799 | 6.7686 | 5.1109 | 4.0958 | 6.2507 | 9.4181 | 7.9281 | 10.5914 | 4.7708 | 4.7018 | 6.7065 | 5.1329 | 5.601 | 11.5325 | 5.793 | 8.2058 | 3.8024 | 3.5006 | 6.0853 | 3.6318 | 4.8019 | 6.917 | 7.5709 | 6.3723 | 5.0448 | 4.9031 | 8.5398 | 4.2309 | 6.9773 | 3.4324 | 4.3892 | 3.3899 | 5.9791 | 4.5681 | 3.7445 | 5.5695 | 8.2797 | 6.9965 | 9.3288 | 4.2559 | 4.1803 | 5.85 | 4.564 | 5.0655 | 10.1871 | 5.1763 | 7.1589 | 3.3592 | 3.1069 | 5.356 | 3.2051 | 4.1847 | 6.0574 | 6.6279 | 5.551 | 4.4663 | 4.281 | 7.4446 | 3.7012 | 6.0404 | 3.0608 | 3.9439 | 2.9966 | 5.2215 | 4.0373 | 3.3745 | 4.8791 | 7.1885 | 6.0806 | 8.1059 | 3.7661 | 3.6785 | 5.0708 | 4.0474 | 4.5283 | 8.8945 | 4.5582 | 6.1706 | 2.7567 | 2.5668 | 4.3839 | 2.633 | 3.374 | 4.9219 | 5.3841 | 4.4881 | 3.6886 | 3.4668 | 6.0159 | 3.0051 | 4.8435 | 2.5485 | 3.321 | 2.4707 | 4.2328 | 3.3231 | 2.8514 | 3.9702 | 5.7805 | 4.9012 | 6.5191 | 3.1031 | 3.0158 | 4.0778 | 3.3474 | 3.7867 | 7.1956 | 3.7299 | 4.9289
1112 | 2.1352 | 4.9696 | 2.6314 | 3.4528 | 2.931 | 4.4 | 3.5628 | 4.0486 | 3.6676 | 7.4328 | 4.2742 | 5.4528 | 4.8498 | 10.7542 | 6.0518 | 7.6896 | 4.2491 | 3.8955 | 6.6939 | 4.1024 | 5.4459 | 7.7144 | 8.6597 | 7.2517 | 5.7691 | 5.5965 | 9.7613 | 4.7925 | 7.9941 | 3.8181 | 4.9101 | 3.8149 | 6.7968 | 5.1336 | 4.1133 | 6.2741 | 9.4501 | 7.9581 | 10.6219 | 4.7896 | 4.7248 | 6.7376 | 5.1501 | 5.6256 | 11.5651 | 5.8141 | 8.24 | 3.8187 | 3.5163 | 6.1069 | 3.648 | 4.8205 | 6.9411 | 7.5976 | 6.3981 | 5.0653 | 4.9211 | 8.5704 | 4.248 | 7.0059 | 3.4469 | 4.4083 | 3.4043 | 6.004 | 4.5885 | 3.7605 | 5.5904 | 8.3077 | 7.0229 | 9.356 | 4.2728 | 4.2008 | 5.8771 | 4.5795 | 5.0877 | 10.2165 | 5.1947 | 7.1885 | 3.3736 | 3.1208 | 5.3752 | 3.2195 | 4.2005 | 6.0784 | 6.6515 | 5.5736 | 4.4845 | 4.2968 | 7.4715 | 3.7163 | 6.0651 | 3.0739 | 3.9611 | 3.0093 | 5.2432 | 4.0555 | 3.3891 | 4.8973 | 7.2128 | 6.1035 | 8.1299 | 3.7811 | 3.6965 | 5.0941 | 4.0611 | 4.5483 | 8.9208 | 4.5739 | 6.196 | 2.7685 | 2.5784 | 4.3997 | 2.6448 | 3.3864 | 4.9389 | 5.4035 | 4.5064 | 3.7037 | 3.4797 | 6.0379 | 3.0173 | 4.8632 | 2.5595 | 3.3355 | 2.4813 | 4.2504 | 3.3381 | 2.8637 | 3.9851 | 5.8 | 4.9195 | 6.5387 | 3.1155 | 3.0307 | 4.0965 | 3.3587 | 3.8035 | 7.2176 | 3.7421 | 4.9491
1113 | 2.1393 | 4.9777 | 2.6371 | 3.4597 | 2.9407 | 4.415 | 3.571 | 4.0579 | 3.6784 | 7.4457 | 4.2858 | 5.4662 | 4.8642 | 10.7713 | 6.0662 | 7.7059 | 4.2671 | 3.9127 | 6.7177 | 4.1205 | 5.4676 | 7.741 | 8.6897 | 7.2808 | 5.7923 | 5.6168 | 9.7957 | 4.8118 | 8.0267 | 3.8343 | 4.9313 | 3.8309 | 6.825 | 5.1563 | 4.1309 | 6.2976 | 9.4822 | 7.9882 | 10.6523 | 4.8084 | 4.7478 | 6.7687 | 5.1674 | 5.6502 | 11.5976 | 5.8353 | 8.2742 | 3.8349 | 3.5319 | 6.1286 | 3.6642 | 4.8392 | 6.9651 | 7.6243 | 6.424 | 5.0859 | 4.939 | 8.601 | 4.2651 | 7.0344 | 3.4615 | 4.4273 | 3.4186 | 6.0289 | 4.609 | 3.7766 | 5.6113 | 8.3358 | 7.0494 | 9.3832 | 4.2897 | 4.2213 | 5.9041 | 4.5949 | 5.11 | 10.246 | 5.213 | 7.2182 | 3.388 | 3.1347 | 5.3944 | 3.2338 | 4.2164 | 6.0994 | 6.675 | 5.5962 | 4.5028 | 4.3126 | 7.4983 | 3.7313 | 6.0897 | 3.0869 | 3.9782 | 3.0221 | 5.2649 | 4.0736 | 3.4036 | 4.9156 | 7.2371 | 6.1263 | 8.1538 | 3.796 | 3.7146 | 5.1175 | 4.0747 | 4.5682 | 8.9471 | 4.5895 | 6.2214 | 2.7804 | 2.59 | 4.4156 | 2.6566 | 3.3988 | 4.956 | 5.4228 | 4.5247 | 3.7189 | 3.4927 | 6.0598 | 3.0296 | 4.8829 | 2.5704 | 3.3499 | 2.492 | 4.268 | 3.3532 | 2.8761 | 3.9999 | 5.8195 | 4.9377 | 6.5582 | 3.1278 | 3.0455 | 4.1153 | 3.3699 | 3.8202 | 7.2396 | 3.7544 | 4.9692
1114 | 2.1434 | 4.9859 | 2.6428 | 3.4666 | 2.9505 | 4.43 | 3.5791 | 4.0672 | 3.6892 | 7.4586 | 4.2974 | 5.4796 | 4.8786 | 10.7884 | 6.0806 | 7.7222 | 4.2851 | 3.9299 | 6.7415 | 4.1386 | 5.4893 | 7.7676 | 8.7197 | 7.3099 | 5.8155 | 5.6371 | 9.8301 | 4.8311 | 8.0593 | 3.8505 | 4.9525 | 3.8469 | 6.8532 | 5.179 | 4.1485 | 6.3211 | 9.5143 | 8.0183 | 10.6827 | 4.8272 | 4.7708 | 6.7998 | 5.1847 | 5.6748 | 11.6301 | 5.8565 | 8.3084 | 3.8511 | 3.5475 | 6.1503 | 3.6804 | 4.8579 | 6.9891 | 7.651 | 6.4499 | 5.1065 | 4.9569 | 8.6316 | 4.2822 | 7.0629 | 3.4761 | 4.4463 | 3.4329 | 6.0538 | 4.6295 | 3.7927 | 5.6322 | 8.3639 | 7.0759 | 9.4104 | 4.3066 | 4.2418 | 5.9311 | 4.6103 | 5.1323 | 10.2755 | 5.2313 | 7.2479 | 3.4024 | 3.1486 | 5.4136 | 3.2481 | 4.2323 | 6.1204 | 6.6985 | 5.6188 | 4.5211 | 4.3284 | 7.5251 | 3.7463 | 6.1143 | 3.0999 | 3.9953 | 3.0349 | 5.2866 | 4.0917 | 3.4181 | 4.9339 | 7.2614 | 6.1491 | 8.1777 | 3.8109 | 3.7327 | 5.1409 | 4.0883 | 4.5881 | 8.9734 | 4.6051 | 6.2468 | 2.7923 | 2.6016 | 4.4315 | 2.6684 | 3.4112 | 4.9731 | 5.4421 | 4.543 | 3.7341 | 3.5057 | 6.0817 | 3.0419 | 4.9026 | 2.5813 | 3.3643 | 2.5027 | 4.2856 | 3.3683 | 2.8885 | 4.0147 | 5.839 | 4.9559 | 6.5777 | 3.1401 | 3.0603 | 4.1341 | 3.3811 | 3.8369 | 7.2616 | 3.7667 | 4.9893
1115 | 2.1475 | 4.994 | 2.6485 | 3.4735 | 2.9603 | 4.445 | 3.5873 | 4.0765 | 3.7 | 7.4715 | 4.309 | 5.493 | 4.893 | 10.8055 | 6.095 | 7.7385 | 4.3032 | 3.9472 | 6.7654 | 4.1567 | 5.5111 | 7.7942 | 8.7496 | 7.3389 | 5.8388 | 5.6573 | 9.8644 | 4.8503 | 8.0918 | 3.8666 | 4.9736 | 3.8628 | 6.8814 | 5.2017 | 4.166 | 6.3445 | 9.5463 | 8.0483 | 10.7132 | 4.846 | 4.7938 | 6.8309 | 5.2019 | 5.6994 | 11.6627 | 5.8776 | 8.3426 | 3.8674 | 3.5632 | 6.1719 | 3.6966 | 4.8765 | 7.0132 | 7.6777 | 6.4757 | 5.127 | 4.9749 | 8.6622 | 4.2993 | 7.0915 | 3.4906 | 4.4654 | 3.4473 | 6.0787 | 4.6499 | 3.8087 | 5.6531 | 8.3919 | 7.1023 | 9.4376 | 4.3235 | 4.2623 | 5.9582 | 4.6258 | 5.1545 | 10.3049 | 5.2497 | 7.2775 | 3.4168 | 3.1625 | 5.4328 | 3.2625 | 4.2481 | 6.1414 | 6.7221 | 5.6414 | 4.5393 | 4.3442 | 7.552 | 3.7614 | 6.139 | 3.113 | 4.0125 | 3.0476 | 5.3083 | 4.1099 | 3.4327 | 4.9521 | 7.2857 | 6.172 | 8.2017 | 3.8259 | 3.7507 | 5.1642 | 4.102 | 4.6081 | 8.9997 | 4.6208 | 6.2722 | 2.8041 | 2.6132 | 4.4473 | 2.6802 | 3.4236 | 4.9901 | 5.4615 | 4.5613 | 3.7492 | 3.5186 | 6.1037 | 3.0541 | 4.9223 | 2.5923 | 3.3788 | 2.5133 | 4.3032 | 3.3833 | 2.9008 | 4.0296 | 5.8585 | 4.9742 | 6.5973 | 3.1525 | 3.0752 | 4.1528 | 3.3924 | 3.8537 | 7.2836 | 3.7789 | 5.0095
1116 | 2.1516 | 5.0021 | 2.6542 | 3.4804 | 2.97 | 4.46 | 3.5955 | 4.0858 | 3.7108 | 7.4844 | 4.3206 | 5.5064 | 4.9074 | 10.8226 | 6.1094 | 7.7548 | 4.3212 | 3.9644 | 6.7892 | 4.1748 | 5.5328 | 7.8208 | 8.7796 | 7.368 | 5.862 | 5.6776 | 9.8988 | 4.8696 | 8.1244 | 3.8828 | 4.9948 | 3.8788 | 6.9096 | 5.2244 | 4.1836 | 6.368 | 9.5784 | 8.0784 | 10.7436 | 4.8648 | 4.8168 | 6.862 | 5.2192 | 5.724 | 11.6952 | 5.8988 | 8.3768 | 3.8836 | 3.5788 | 6.1936 | 3.7128 | 4.8952 | 7.0372 | 7.7044 | 6.5016 | 5.1476 | 4.9928 | 8.6928 | 4.3164 | 7.12 | 3.5052 | 4.4844 | 3.4616 | 6.1036 | 4.6704 | 3.8248 | 5.674 | 8.42 | 7.1288 | 9.4648 | 4.3404 | 4.2828 | 5.9852 | 4.6412 | 5.1768 | 10.3344 | 5.268 | 7.3072 | 3.4312 | 3.1764 | 5.452 | 3.2768 | 4.264 | 6.1624 | 6.7456 | 5.664 | 4.5576 | 4.36 | 7.5788 | 3.7764 | 6.1636 | 3.126 | 4.0296 | 3.0604 | 5.33 | 4.128 | 3.4472 | 4.9704 | 7.31 | 6.1948 | 8.2256 | 3.8408 | 3.7688 | 5.1876 | 4.1156 | 4.628 | 9.026 | 4.6364 | 6.2976 | 2.816 | 2.6248 | 4.4632 | 2.692 | 3.436 | 5.0072 | 5.4808 | 4.5796 | 3.7644 | 3.5316 | 6.1256 | 3.0664 | 4.942 | 2.6032 | 3.3932 | 2.524 | 4.3208 | 3.3984 | 2.9132 | 4.0444 | 5.878 | 4.9924 | 6.6168 | 3.1648 | 3.09 | 4.1716 | 3.4036 | 3.8704 | 7.3056 | 3.7912 | 5.0296
1117 | 2.1557 | 5.0103 | 2.6599 | 3.4873 | 2.9783 | 4.475 | 3.6037 | 4.0951 | 3.7216 | 7.4973 | 4.3322 | 5.5198 | 4.9218 | 10.8397 | 6.1238 | 7.7711 | 4.3392 | 3.9816 | 6.813 | 4.1929 | 5.5545 | 7.8474 | 8.8096 | 7.3971 | 5.8852 | 5.6979 | 9.9332 | 4.8889 | 8.157 | 3.899 | 5.016 | 3.8948 | 6.9378 | 5.2471 | 4.2012 | 6.3915 | 9.6105 | 8.1085 | 10.774 | 4.8836 | 4.8398 | 6.8931 | 5.2365 | 5.7486 | 11.7277 | 5.92 | 8.411 | 3.8998 | 3.5944 | 6.2153 | 3.729 | 4.9139 | 7.0612 | 7.7311 | 6.5275 | 5.1682 | 5.0107 | 8.7234 | 4.3335 | 7.1485 | 3.5198 | 4.5034 | 3.4759 | 6.1285 | 4.6909 | 3.8409 | 5.6949 | 8.4481 | 7.1553 | 9.492 | 4.3573 | 4.3033 | 6.0122 | 4.6566 | 5.1991 | 10.3639 | 5.2863 | 7.3369 | 3.4456 | 3.1903 | 5.4712 | 3.2911 | 4.2799 | 6.1834 | 6.7691 | 5.6866 | 4.5759 | 4.3758 | 7.6056 | 3.7914 | 6.1882 | 3.139 | 4.0467 | 3.0732 | 5.3517 | 4.1461 | 3.4617 | 4.9887 | 7.3343 | 6.2176 | 8.2495 | 3.8557 | 3.7869 | 5.211 | 4.1292 | 4.6479 | 9.0523 | 4.652 | 6.323 | 2.8279 | 2.6364 | 4.4791 | 2.7038 | 3.4484 | 5.0243 | 5.5001 | 4.5979 | 3.7796 | 3.5446 | 6.1475 | 3.0787 | 4.9617 | 2.6141 | 3.4076 | 2.5347 | 4.3384 | 3.4135 | 2.9256 | 4.0592 | 5.8975 | 5.0106 | 6.6363 | 3.1771 | 3.1048 | 4.1904 | 3.4148 | 3.8871 | 7.3276 | 3.8035 | 5.0497
1118 | 2.1598 | 5.0184 | 2.6656 | 3.4942 | 2.9865 | 4.49 | 3.6119 | 4.1044 | 3.7324 | 7.5102 | 4.3438 | 5.5332 | 4.9362 | 10.8568 | 6.1382 | 7.7874 | 4.3573 | 3.9989 | 6.8369 | 4.211 | 5.5763 | 7.874 | 8.8395 | 7.4261 | 5.9085 | 5.7181 | 9.9675 | 4.9081 | 8.1895 | 3.9151 | 5.0371 | 3.9107 | 6.966 | 5.2698 | 4.2187 | 6.4149 | 9.6425 | 8.1385 | 10.8045 | 4.9024 | 4.8628 | 6.9242 | 5.2537 | 5.7732 | 11.7603 | 5.9411 | 8.4452 | 3.9161 | 3.6101 | 6.2369 | 3.7452 | 4.9325 | 7.0853 | 7.7578 | 6.5533 | 5.1887 | 5.0287 | 8.754 | 4.3506 | 7.1771 | 3.5343 | 4.5225 | 3.4903 | 6.1534 | 4.7113 | 3.8569 | 5.7158 | 8.4761 | 7.1817 | 9.5192 | 4.3742 | 4.3238 | 6.0393 | 4.6721 | 5.2213 | 10.3933 | 5.3047 | 7.3665 | 3.46 | 3.2042 | 5.4904 | 3.3055 | 4.2957 | 6.2044 | 6.7927 | 5.7092 | 4.5941 | 4.3916 | 7.6325 | 3.8065 | 6.2129 | 3.1521 | 4.0639 | 3.0859 | 5.3734 | 4.1643 | 3.4763 | 5.0069 | 7.3586 | 6.2405 | 8.2735 | 3.8707 | 3.8049 | 5.2343 | 4.1429 | 4.6679 | 9.0786 | 4.6677 | 6.3484 | 2.8397 | 2.648 | 4.4949 | 2.7156 | 3.4608 | 5.0413 | 5.5195 | 4.6162 | 3.7947 | 3.5575 | 6.1695 | 3.0909 | 4.9814 | 2.6251 | 3.4221 | 2.5453 | 4.356 | 3.4285 | 2.9379 | 4.0741 | 5.917 | 5.0289 | 6.6559 | 3.1895 | 3.1197 | 4.2091 | 3.4261 | 3.9039 | 7.3496 | 3.8157 | 5.0699
1119 | 2.1639 | 5.0265 | 2.6713 | 3.5011 | 2.9948 | 4.505 | 3.6201 | 4.1137 | 3.7432 | 7.5231 | 4.3554 | 5.5466 | 4.9506 | 10.8739 | 6.1526 | 7.8037 | 4.3753 | 4.0161 | 6.8607 | 4.2291 | 5.598 | 7.9006 | 8.8695 | 7.4552 | 5.9317 | 5.7384 | 10.0019 | 4.9274 | 8.2221 | 3.9313 | 5.0583 | 3.9267 | 6.9942 | 5.2925 | 4.2363 | 6.4384 | 9.6746 | 8.1686 | 10.8349 | 4.9212 | 4.8858 | 6.9553 | 5.271 | 5.7978 | 11.7928 | 5.9623 | 8.4794 | 3.9323 | 3.6257 | 6.2586 | 3.7614 | 4.9512 | 7.1093 | 7.7845 | 6.5792 | 5.2093 | 5.0466 | 8.7846 | 4.3677 | 7.2056 | 3.5489 | 4.5415 | 3.5046 | 6.1783 | 4.7318 | 3.873 | 5.7367 | 8.5042 | 7.2082 | 9.5464 | 4.3911 | 4.3443 | 6.0663 | 4.6875 | 5.2436 | 10.4228 | 5.323 | 7.3962 | 3.4744 | 3.2181 | 5.5096 | 3.3198 | 4.3116 | 6.2254 | 6.8162 | 5.7318 | 4.6124 | 4.4074 | 7.6593 | 3.8215 | 6.2375 | 3.1651 | 4.081 | 3.0987 | 5.3951 | 4.1824 | 3.4908 | 5.0252 | 7.3829 | 6.2633 | 8.2974 | 3.8856 | 3.823 | 5.2577 | 4.1565 | 4.6878 | 9.1049 | 4.6833 | 6.3738 | 2.8516 | 2.6596 | 4.5108 | 2.7274 | 3.4732 | 5.0584 | 5.5388 | 4.6345 | 3.8099 | 3.5705 | 6.1914 | 3.1032 | 5.0011 | 2.636 | 3.4365 | 2.556 | 4.3736 | 3.4436 | 2.9503 | 4.0889 | 5.9365 | 5.0471 | 6.6754 | 3.2018 | 3.1345 | 4.2279 | 3.4373 | 3.9206 | 7.3716 | 3.828 | 5.09
1120 | 2.168 | 5.0347 | 2.677 | 3.508 | 3.003 | 4.52 | 3.6282 | 4.123 | 3.754 | 7.536 | 4.367 | 5.56 | 4.965 | 10.891 | 6.167 | 7.82 | 4.3933 | 4.0333 | 6.8845 | 4.2472 | 5.6197 | 7.9272 | 8.8995 | 7.4843 | 5.9549 | 5.7587 | 10.0363 | 4.9467 | 8.2547 | 3.9475 | 5.0795 | 3.9427 | 7.0224 | 5.3152 | 4.2539 | 6.4619 | 9.7067 | 8.1987 | 10.8653 | 4.94 | 4.9088 | 6.9864 | 5.2883 | 5.8224 | 11.8253 | 5.9835 | 8.5136 | 3.9485 | 3.6413 | 6.2803 | 3.7776 | 4.9699 | 7.1333 | 7.8112 | 6.6051 | 5.2299 | 5.0645 | 8.8152 | 4.3848 | 7.2341 | 3.5635 | 4.5605 | 3.5189 | 6.2032 | 4.7523 | 3.8891 | 5.7576 | 8.5323 | 7.2347 | 9.5736 | 4.408 | 4.3648 | 6.0933 | 4.7029 | 5.2659 | 10.4523 | 5.3413 | 7.4259 | 3.4888 | 3.232 | 5.5288 | 3.3341 | 4.3275 | 6.2464 | 6.8397 | 5.7544 | 4.6307 | 4.4232 | 7.6861 | 3.8365 | 6.2621 | 3.1781 | 4.0981 | 3.1115 | 5.4168 | 4.2005 | 3.5053 | 5.0435 | 7.4072 | 6.2861 | 8.3213 | 3.9005 | 3.8411 | 5.2811 | 4.1701 | 4.7077 | 9.1312 | 4.6989 | 6.3992 | 2.8635 | 2.6712 | 4.5267 | 2.7392 | 3.4856 | 5.0755 | 5.5581 | 4.6528 | 3.8251 | 3.5835 | 6.2133 | 3.1155 | 5.0208 | 2.6469 | 3.4509 | 2.5667 | 4.3912 | 3.4587 | 2.9627 | 4.1037 | 5.956 | 5.0653 | 6.6949 | 3.2141 | 3.1493 | 4.2467 | 3.4485 | 3.9373 | 7.3936 | 3.8403 | 5.1101
1121 | 2.1728 | 5.0443 | 2.6838 | 3.5157 | 3.0116 | 4.533 | 3.6381 | 4.1342 | 3.765 | 7.553 | 4.3811 | 5.5741 | 4.98 | 10.9112 | 6.1848 | 7.838 | 4.4115 | 4.0506 | 6.9088 | 4.2653 | 5.6419 | 7.9542 | 8.9297 | 7.5135 | 5.9784 | 5.7791 | 10.0709 | 4.9661 | 8.287 | 3.9641 | 5.1009 | 3.9588 | 7.0506 | 5.3381 | 4.272 | 6.4856 | 9.7386 | 8.2288 | 10.8954 | 4.959 | 4.9315 | 7.0171 | 5.3058 | 5.847 | 11.8578 | 6.0053 | 8.5474 | 3.9648 | 3.657 | 6.3023 | 3.7938 | 4.989 | 7.1577 | 7.8381 | 6.631 | 5.2507 | 5.0827 | 8.846 | 4.402 | 7.2625 | 3.5785 | 4.5798 | 3.5334 | 6.2281 | 4.7729 | 3.9057 | 5.7788 | 8.5602 | 7.2611 | 9.6005 | 4.4251 | 4.385 | 6.1201 | 4.7186 | 5.2882 | 10.4817 | 5.3602 | 7.4552 | 3.5033 | 3.2459 | 5.5483 | 3.3484 | 4.3437 | 6.2677 | 6.8635 | 5.7771 | 4.6491 | 4.4391 | 7.7131 | 3.8517 | 6.2866 | 3.1915 | 4.1155 | 3.1244 | 5.4385 | 4.2188 | 3.5203 | 5.062 | 7.4314 | 6.309 | 8.345 | 3.9157 | 3.8589 | 5.3042 | 4.184 | 4.7277 | 9.1575 | 4.7151 | 6.4243 | 2.8754 | 2.6828 | 4.5428 | 2.751 | 3.4983 | 5.0928 | 5.5776 | 4.6712 | 3.8404 | 3.5966 | 6.2354 | 3.1278 | 5.0404 | 2.6582 | 3.4656 | 2.5775 | 4.4088 | 3.4739 | 2.9754 | 4.1187 | 5.9754 | 5.0836 | 6.7143 | 3.2266 | 3.164 | 4.2652 | 3.46 | 3.9541 | 7.4156 | 3.8529 | 5.13
1122 | 2.1776 | 5.0539 | 2.6906 | 3.5234 | 3.0202 | 4.546 | 3.648 | 4.1454 | 3.776 | 7.57 | 4.3952 | 5.5882 | 4.995 | 10.9314 | 6.2026 | 7.856 | 4.4296 | 4.0679 | 6.933 | 4.2834 | 5.6642 | 7.9813 | 8.9599 | 7.5427 | 6.0019 | 5.7996 | 10.1055 | 4.9855 | 8.3194 | 3.9807 | 5.1223 | 3.9749 | 7.0788 | 5.3611 | 4.2902 | 6.5094 | 9.7706 | 8.2589 | 10.9255 | 4.9781 | 4.9542 | 7.0478 | 5.3234 | 5.8717 | 11.8903 | 6.0271 | 8.5812 | 3.9811 | 3.6727 | 6.3243 | 3.8099 | 5.0081 | 7.1821 | 7.8651 | 6.657 | 5.2714 | 5.1008 | 8.8768 | 4.4193 | 7.2908 | 3.5935 | 4.5991 | 3.5479 | 6.253 | 4.7936 | 3.9223 | 5.7999 | 8.5882 | 7.2876 | 9.6274 | 4.4422 | 4.4053 | 6.1468 | 4.7343 | 5.3105 | 10.5112 | 5.3791 | 7.4845 | 3.5177 | 3.2599 | 5.5678 | 3.3627 | 4.3599 | 6.2891 | 6.8872 | 5.7998 | 4.6676 | 4.4551 | 7.7402 | 3.8668 | 6.311 | 3.205 | 4.1329 | 3.1373 | 5.4602 | 4.2371 | 3.5354 | 5.0805 | 7.4556 | 6.3318 | 8.3687 | 3.9308 | 3.8767 | 5.3273 | 4.1979 | 4.7477 | 9.1838 | 4.7312 | 6.4494 | 2.8873 | 2.6945 | 4.5589 | 2.7628 | 3.511 | 5.1101 | 5.5971 | 4.6895 | 3.8557 | 3.6097 | 6.2575 | 3.1402 | 5.0599 | 2.6694 | 3.4802 | 2.5882 | 4.4264 | 3.4891 | 2.9882 | 4.1338 | 5.9948 | 5.1018 | 6.7336 | 3.2391 | 3.1786 | 4.2838 | 3.4714 | 3.9709 | 7.4376 | 3.8656 | 5.1499
1123 | 2.1824 | 5.0636 | 2.6974 | 3.5311 | 3.0289 | 4.559 | 3.6578 | 4.1566 | 3.787 | 7.587 | 4.4093 | 5.6023 | 5.01 | 10.9516 | 6.2204 | 7.874 | 4.4477 | 4.0852 | 6.9573 | 4.3014 | 5.6864 | 8.0083 | 8.9902 | 7.5719 | 6.0254 | 5.8201 | 10.1401 | 5.0049 | 8.3517 | 3.9973 | 5.1438 | 3.9911 | 7.107 | 5.384 | 4.3083 | 6.5332 | 9.8025 | 8.289 | 10.9557 | 4.9971 | 4.9769 | 7.0786 | 5.341 | 5.8963 | 11.9229 | 6.049 | 8.615 | 3.9975 | 3.6884 | 6.3463 | 3.8261 | 5.0271 | 7.2065 | 7.892 | 6.6829 | 5.2922 | 5.1189 | 8.9076 | 4.4365 | 7.3191 | 3.6085 | 4.6184 | 3.5624 | 6.2779 | 4.8142 | 3.9389 | 5.8211 | 8.6161 | 7.3141 | 9.6543 | 4.4593 | 4.4255 | 6.1735 | 4.75 | 5.3327 | 10.5406 | 5.398 | 7.5138 | 3.5322 | 3.2738 | 5.5873 | 3.377 | 4.3761 | 6.3104 | 6.9109 | 5.8224 | 4.6861 | 4.471 | 7.7672 | 3.8819 | 6.3355 | 3.2184 | 4.1503 | 3.1502 | 5.4819 | 4.2555 | 3.5504 | 5.0989 | 7.4798 | 6.3547 | 8.3923 | 3.9459 | 3.8946 | 5.3504 | 4.2117 | 4.7676 | 9.2101 | 4.7473 | 6.4745 | 2.8992 | 2.7061 | 4.575 | 2.7746 | 3.5236 | 5.1275 | 5.6167 | 4.7079 | 3.8711 | 3.6227 | 6.2796 | 3.1525 | 5.0795 | 2.6807 | 3.4949 | 2.599 | 4.444 | 3.5043 | 3.001 | 4.1488 | 6.0142 | 5.1201 | 6.7529 | 3.2516 | 3.1933 | 4.3023 | 3.4828 | 3.9876 | 7.4596 | 3.8783 | 5.1698
1124 | 2.1872 | 5.0732 | 2.7042 | 3.5388 | 3.0375 | 4.572 | 3.6677 | 4.1678 | 3.798 | 7.604 | 4.4234 | 5.6164 | 5.025 | 10.9718 | 6.2382 | 7.892 | 4.4658 | 4.1025 | 6.9815 | 4.3195 | 5.7086 | 8.0353 | 9.0204 | 7.6011 | 6.0489 | 5.8406 | 10.1748 | 5.0243 | 8.3841 | 4.014 | 5.1652 | 4.0072 | 7.1351 | 5.4069 | 4.3265 | 6.557 | 9.8345 | 8.3191 | 10.9858 | 5.0161 | 4.9996 | 7.1093 | 5.3586 | 5.921 | 11.9554 | 6.0708 | 8.6487 | 4.0138 | 3.7041 | 6.3684 | 3.8422 | 5.0462 | 7.2309 | 7.9189 | 6.7089 | 5.313 | 5.137 | 8.9384 | 4.4537 | 7.3475 | 3.6235 | 4.6377 | 3.5769 | 6.3028 | 4.8349 | 3.9555 | 5.8422 | 8.6441 | 7.3405 | 9.6812 | 4.4764 | 4.4458 | 6.2002 | 4.7657 | 5.355 | 10.5701 | 5.4169 | 7.5431 | 3.5466 | 3.2878 | 5.6068 | 3.3913 | 4.3924 | 6.3317 | 6.9347 | 5.8451 | 4.7046 | 4.487 | 7.7942 | 3.8971 | 6.3599 | 3.2318 | 4.1676 | 3.1631 | 5.5036 | 4.2738 | 3.5654 | 5.1174 | 7.504 | 6.3775 | 8.416 | 3.961 | 3.9124 | 5.3735 | 4.2256 | 4.7876 | 9.2364 | 4.7634 | 6.4996 | 2.9111 | 2.7177 | 4.5911 | 2.7863 | 3.5363 | 5.1448 | 5.6362 | 4.7263 | 3.8864 | 3.6358 | 6.3017 | 3.1649 | 5.099 | 2.6919 | 3.5095 | 2.6098 | 4.4616 | 3.5195 | 3.0138 | 4.1638 | 6.0337 | 5.1383 | 6.7723 | 3.2641 | 3.2079 | 4.3209 | 3.4942 | 4.0044 | 7.4815 | 3.8909 | 5.1897
1125 | 2.192 | 5.0828 | 2.711 | 3.5465 | 3.0461 | 4.585 | 3.6775 | 4.179 | 3.809 | 7.621 | 4.4375 | 5.6305 | 5.04 | 10.992 | 6.256 | 7.91 | 4.4839 | 4.1197 | 7.0057 | 4.3376 | 5.7308 | 8.0623 | 9.0507 | 7.6303 | 6.0724 | 5.8611 | 10.2094 | 5.0437 | 8.4165 | 4.0306 | 5.1867 | 4.0233 | 7.1633 | 5.4299 | 4.3446 | 6.5807 | 9.8664 | 8.3492 | 11.0159 | 5.0351 | 5.0223 | 7.14 | 5.3761 | 5.9456 | 11.9879 | 6.0927 | 8.6825 | 4.0301 | 3.7197 | 6.3904 | 3.8584 | 5.0653 | 7.2553 | 7.9459 | 6.7348 | 5.3338 | 5.1551 | 8.9692 | 4.4709 | 7.3758 | 3.6385 | 4.657 | 3.5914 | 6.3277 | 4.8555 | 3.9721 | 5.8634 | 8.6721 | 7.367 | 9.7081 | 4.4935 | 4.466 | 6.2269 | 4.7814 | 5.3773 | 10.5995 | 5.4358 | 7.5724 | 3.5611 | 3.3017 | 5.6263 | 3.4056 | 4.4086 | 6.3531 | 6.9584 | 5.8678 | 4.7231 | 4.5029 | 7.8212 | 3.9122 | 6.3844 | 3.2452 | 4.185 | 3.176 | 5.5253 | 4.2921 | 3.5804 | 5.1359 | 7.5282 | 6.4003 | 8.4397 | 3.9761 | 3.9303 | 5.3966 | 4.2395 | 4.8075 | 9.2627 | 4.7795 | 6.5247 | 2.9231 | 2.7293 | 4.6073 | 2.7981 | 3.549 | 5.1621 | 5.6557 | 4.7447 | 3.9017 | 3.6489 | 6.3237 | 3.1772 | 5.1186 | 2.7032 | 3.5242 | 2.6206 | 4.4792 | 3.5347 | 3.0265 | 4.1788 | 6.0531 | 5.1566 | 6.7916 | 3.2765 | 3.2225 | 4.3394 | 3.5057 | 4.0211 | 7.5035 | 3.9036 | 5.2096
1126 | 2.1968 | 5.0925 | 2.7178 | 3.5542 | 3.0548 | 4.598 | 3.6874 | 4.1902 | 3.82 | 7.638 | 4.4516 | 5.6446 | 5.055 | 11.0122 | 6.2738 | 7.928 | 4.5021 | 4.137 | 7.03 | 4.3557 | 5.753 | 8.0894 | 9.0809 | 7.6595 | 6.0959 | 5.8815 | 10.244 | 5.0631 | 8.4488 | 4.0472 | 5.2081 | 4.0395 | 7.1915 | 5.4528 | 4.3627 | 6.6045 | 9.8983 | 8.3793 | 11.046 | 5.0542 | 5.045 | 7.1707 | 5.3937 | 5.9702 | 12.0204 | 6.1145 | 8.7163 | 4.0464 | 3.7354 | 6.4124 | 3.8746 | 5.0844 | 7.2797 | 7.9728 | 6.7607 | 5.3546 | 5.1733 | 9 | 4.4882 | 7.4041 | 3.6535 | 4.6763 | 3.6059 | 6.3526 | 4.8762 | 3.9887 | 5.8846 | 8.7 | 7.3935 | 9.735 | 4.5106 | 4.4862 | 6.2537 | 4.7971 | 5.3996 | 10.629 | 5.4547 | 7.6017 | 3.5755 | 3.3157 | 5.6458 | 3.4199 | 4.4248 | 6.3744 | 6.9821 | 5.8905 | 4.7415 | 4.5189 | 7.8482 | 3.9273 | 6.4089 | 3.2586 | 4.2024 | 3.1889 | 5.547 | 4.3104 | 3.5954 | 5.1544 | 7.5524 | 6.4232 | 8.4633 | 3.9913 | 3.9481 | 5.4197 | 4.2533 | 4.8275 | 9.289 | 4.7957 | 6.5498 | 2.935 | 2.741 | 4.6234 | 2.8099 | 3.5617 | 5.1795 | 5.6752 | 4.763 | 3.9171 | 3.662 | 6.3458 | 3.1895 | 5.1382 | 2.7145 | 3.5389 | 2.6314 | 4.4968 | 3.5499 | 3.0393 | 4.1938 | 6.0725 | 5.1749 | 6.8109 | 3.289 | 3.2372 | 4.3579 | 3.5171 | 4.0379 | 7.5255 | 3.9163 | 5.2295
1127 | 2.2016 | 5.1021 | 2.7246 | 3.5619 | 3.0634 | 4.611 | 3.6972 | 4.2014 | 3.831 | 7.655 | 4.4657 | 5.6587 | 5.07 | 11.0324 | 6.2916 | 7.946 | 4.5202 | 4.1543 | 7.0542 | 4.3738 | 5.7752 | 8.1164 | 9.1111 | 7.6887 | 6.1194 | 5.902 | 10.2787 | 5.0826 | 8.4812 | 4.0639 | 5.2295 | 4.0556 | 7.2197 | 5.4757 | 4.3809 | 6.6283 | 9.9303 | 8.4094 | 11.0761 | 5.0732 | 5.0677 | 7.2014 | 5.4113 | 5.9949 | 12.0529 | 6.1363 | 8.7501 | 4.0627 | 3.7511 | 6.4345 | 3.8907 | 5.1035 | 7.3041 | 7.9997 | 6.7867 | 5.3754 | 5.1914 | 9.0308 | 4.5054 | 7.4325 | 3.6685 | 4.6956 | 3.6204 | 6.3775 | 4.8968 | 4.0053 | 5.9057 | 8.728 | 7.4199 | 9.7619 | 4.5277 | 4.5065 | 6.2804 | 4.8128 | 5.4219 | 10.6584 | 5.4736 | 7.631 | 3.59 | 3.3296 | 5.6653 | 3.4342 | 4.4411 | 6.3957 | 7.0059 | 5.9132 | 4.76 | 4.5348 | 7.8752 | 3.9425 | 6.4333 | 3.272 | 4.2197 | 3.2018 | 5.5687 | 4.3287 | 3.6104 | 5.1729 | 7.5766 | 6.446 | 8.487 | 4.0064 | 3.9659 | 5.4428 | 4.2672 | 4.8475 | 9.3153 | 4.8118 | 6.5749 | 2.9469 | 2.7526 | 4.6395 | 2.8217 | 3.5744 | 5.1968 | 5.6947 | 4.7814 | 3.9324 | 3.6751 | 6.3679 | 3.2019 | 5.1577 | 2.7257 | 3.5535 | 2.6422 | 4.5144 | 3.5651 | 3.0521 | 4.2088 | 6.0919 | 5.1931 | 6.8303 | 3.3015 | 3.2518 | 4.3765 | 3.5285 | 4.0547 | 7.5475 | 3.9289 | 5.2494
1128 | 2.2064 | 5.1117 | 2.7314 | 3.5696 | 3.072 | 4.624 | 3.7071 | 4.2126 | 3.842 | 7.672 | 4.4798 | 5.6728 | 5.085 | 11.0526 | 6.3094 | 7.964 | 4.5383 | 4.1716 | 7.0785 | 4.3918 | 5.7974 | 8.1434 | 9.1414 | 7.7179 | 6.1429 | 5.9225 | 10.3133 | 5.102 | 8.5135 | 4.0805 | 5.251 | 4.0717 | 7.2479 | 5.4987 | 4.399 | 6.6521 | 9.9622 | 8.4395 | 11.1062 | 5.0922 | 5.0905 | 7.2322 | 5.4289 | 6.0195 | 12.0854 | 6.1582 | 8.7839 | 4.079 | 3.7668 | 6.4565 | 3.9069 | 5.1226 | 7.3285 | 8.0267 | 6.8126 | 5.3962 | 5.2095 | 9.0616 | 4.5226 | 7.4608 | 3.6835 | 4.7149 | 3.6349 | 6.4025 | 4.9175 | 4.0219 | 5.9269 | 8.7559 | 7.4464 | 9.7887 | 4.5449 | 4.5267 | 6.3071 | 4.8285 | 5.4442 | 10.6879 | 5.4925 | 7.6603 | 3.6044 | 3.3436 | 5.6849 | 3.4485 | 4.4573 | 6.4171 | 7.0296 | 5.9358 | 4.7785 | 4.5508 | 7.9022 | 3.9576 | 6.4578 | 3.2854 | 4.2371 | 3.2147 | 5.5905 | 4.347 | 3.6254 | 5.1914 | 7.6008 | 6.4689 | 8.5107 | 4.0215 | 3.9838 | 5.4659 | 4.2811 | 4.8674 | 9.3415 | 4.8279 | 6.5999 | 2.9588 | 2.7642 | 4.6556 | 2.8335 | 3.587 | 5.2141 | 5.7142 | 4.7998 | 3.9477 | 3.6882 | 6.39 | 3.2142 | 5.1773 | 2.737 | 3.5682 | 2.653 | 4.532 | 3.5803 | 3.0649 | 4.2238 | 6.1113 | 5.2114 | 6.8496 | 3.314 | 3.2665 | 4.395 | 3.5399 | 4.0714 | 7.5695 | 3.9416 | 5.2693
1129 | 2.2112 | 5.1214 | 2.7382 | 3.5773 | 3.083 | 4.637 | 3.7169 | 4.2238 | 3.853 | 7.689 | 4.4939 | 5.6869 | 5.1 | 11.0728 | 6.3272 | 7.982 | 4.5564 | 4.1889 | 7.1027 | 4.4099 | 5.8197 | 8.1704 | 9.1716 | 7.7471 | 6.1664 | 5.943 | 10.3479 | 5.1214 | 8.5459 | 4.0971 | 5.2724 | 4.0879 | 7.2761 | 5.5216 | 4.4172 | 6.6758 | 9.9942 | 8.4696 | 11.1363 | 5.1112 | 5.1132 | 7.2629 | 5.4464 | 6.0442 | 12.1179 | 6.18 | 8.8177 | 4.0953 | 3.7825 | 6.4785 | 3.923 | 5.1417 | 7.3529 | 8.0536 | 6.8386 | 5.4169 | 5.2276 | 9.0924 | 4.5398 | 7.4891 | 3.6985 | 4.7342 | 3.6494 | 6.4274 | 4.9381 | 4.0385 | 5.948 | 8.7839 | 7.4729 | 9.8156 | 4.562 | 4.547 | 6.3338 | 4.8442 | 5.4665 | 10.7173 | 5.5114 | 7.6896 | 3.6189 | 3.3575 | 5.7044 | 3.4628 | 4.4735 | 6.4384 | 7.0533 | 5.9585 | 4.797 | 4.5667 | 7.9293 | 3.9727 | 6.4822 | 3.2989 | 4.2545 | 3.2276 | 5.6122 | 4.3653 | 3.6405 | 5.2099 | 7.625 | 6.4917 | 8.5343 | 4.0366 | 4.0016 | 5.489 | 4.2949 | 4.8874 | 9.3678 | 4.844 | 6.625 | 2.9707 | 2.7758 | 4.6717 | 2.8453 | 3.5997 | 5.2315 | 5.7337 | 4.8182 | 3.9631 | 3.7013 | 6.4121 | 3.2266 | 5.1968 | 2.7482 | 3.5828 | 2.6637 | 4.5496 | 3.5955 | 3.0776 | 4.2389 | 6.1307 | 5.2296 | 6.8689 | 3.3265 | 3.2811 | 4.4136 | 3.5514 | 4.0882 | 7.5915 | 3.9543 | 5.2892
1130 | 2.216 | 5.131 | 2.745 | 3.585 | 3.094 | 4.65 | 3.7268 | 4.235 | 3.864 | 7.706 | 4.508 | 5.701 | 5.115 | 11.093 | 6.345 | 8 | 4.5745 | 4.2061 | 7.1269 | 4.428 | 5.8419 | 8.1975 | 9.2019 | 7.7763 | 6.1899 | 5.9635 | 10.3825 | 5.1408 | 8.5783 | 4.1137 | 5.2939 | 4.104 | 7.3043 | 5.5445 | 4.4353 | 6.6996 | 10.0261 | 8.4997 | 11.1664 | 5.1303 | 5.1359 | 7.2936 | 5.464 | 6.0688 | 12.1504 | 6.2019 | 8.8515 | 4.1116 | 3.7981 | 6.5005 | 3.9392 | 5.1608 | 7.3773 | 8.0805 | 6.8645 | 5.4377 | 5.2457 | 9.1232 | 4.5571 | 7.5175 | 3.7135 | 4.7535 | 3.6639 | 6.4523 | 4.9588 | 4.0551 | 5.9692 | 8.8119 | 7.4993 | 9.8425 | 4.5791 | 4.5672 | 6.3605 | 4.8599 | 5.4888 | 10.7468 | 5.5303 | 7.7189 | 3.6333 | 3.3715 | 5.7239 | 3.4771 | 4.4897 | 6.4597 | 7.0771 | 5.9812 | 4.8155 | 4.5827 | 7.9563 | 3.9879 | 6.5067 | 3.3123 | 4.2719 | 3.2405 | 5.6339 | 4.3836 | 3.6555 | 5.2284 | 7.6492 | 6.5145 | 8.558 | 4.0517 | 4.0195 | 5.5121 | 4.3088 | 4.9073 | 9.3941 | 4.8601 | 6.6501 | 2.9827 | 2.7875 | 4.6879 | 2.8571 | 3.6124 | 5.2488 | 5.7532 | 4.8365 | 3.9784 | 3.7144 | 6.4341 | 3.2389 | 5.2164 | 2.7595 | 3.5975 | 2.6745 | 4.5672 | 3.6107 | 3.0904 | 4.2539 | 6.1501 | 5.2479 | 6.8883 | 3.3389 | 3.2957 | 4.4321 | 3.5628 | 4.1049 | 7.6135 | 3.9669 | 5.3091
1131 | 2.222 | 5.1405 | 2.7532 | 3.5936 | 3.105 | 4.67 | 3.7382 | 4.248 | 3.878 | 7.723 | 4.524 | 5.716 | 5.1316 | 11.113 | 6.363 | 8.0206 | 4.593 | 4.2236 | 7.1528 | 4.446 | 5.866 | 8.2262 | 9.2332 | 7.806 | 6.2144 | 5.9848 | 10.4182 | 5.1608 | 8.6098 | 4.1322 | 5.3164 | 4.1208 | 7.3324 | 5.5684 | 4.4558 | 6.7246 | 10.0576 | 8.53 | 11.1952 | 5.1502 | 5.1574 | 7.3228 | 5.4828 | 6.0936 | 12.1828 | 6.2264 | 8.8836 | 4.1282 | 3.814 | 6.524 | 3.9552 | 5.1816 | 7.4032 | 8.1084 | 6.8908 | 5.4594 | 5.2646 | 9.1548 | 4.5748 | 7.545 | 3.7302 | 4.7738 | 3.679 | 6.4772 | 4.9802 | 4.0738 | 5.9914 | 8.8394 | 7.5258 | 9.8682 | 4.597 | 4.5864 | 6.386 | 4.8766 | 5.5112 | 10.7762 | 5.5514 | 7.7468 | 3.648 | 3.3856 | 5.7446 | 3.4912 | 4.5074 | 6.4824 | 7.1016 | 6.0042 | 4.8348 | 4.5992 | 7.984 | 4.0034 | 6.5304 | 3.3272 | 4.2902 | 3.254 | 5.6556 | 4.4026 | 3.6724 | 5.2478 | 7.673 | 6.5374 | 8.5806 | 4.0676 | 4.0364 | 5.5342 | 4.3236 | 4.9274 | 9.4204 | 4.8782 | 6.674 | 2.9948 | 2.7992 | 4.705 | 2.8688 | 3.6262 | 5.2672 | 5.7734 | 4.8552 | 3.9944 | 3.728 | 6.4568 | 3.2516 | 5.2354 | 2.772 | 3.613 | 2.6858 | 4.5848 | 3.6264 | 3.1048 | 4.2696 | 6.1692 | 5.2662 | 6.9068 | 3.352 | 3.3096 | 4.4498 | 3.575 | 4.1218 | 7.6354 | 3.9812 | 5.328
1132 | 2.228 | 5.15 | 2.7614 | 3.6022 | 3.116 | 4.69 | 3.7497 | 4.261 | 3.892 | 7.74 | 4.54 | 5.731 | 5.1482 | 11.133 | 6.381 | 8.0412 | 4.6115 | 4.2411 | 7.1787 | 4.464 | 5.8901 | 8.2549 | 9.2645 | 7.8357 | 6.2389 | 6.0061 | 10.4539 | 5.1808 | 8.6413 | 4.1507 | 5.3389 | 4.1376 | 7.3605 | 5.5923 | 4.4763 | 6.7496 | 10.0891 | 8.5603 | 11.224 | 5.1701 | 5.1789 | 7.352 | 5.5016 | 6.1184 | 12.2152 | 6.2509 | 8.9157 | 4.1448 | 3.8299 | 6.5475 | 3.9712 | 5.2024 | 7.4291 | 8.1363 | 6.9171 | 5.4811 | 5.2835 | 9.1864 | 4.5925 | 7.5725 | 3.7469 | 4.7941 | 3.6941 | 6.5021 | 5.0016 | 4.0925 | 6.0136 | 8.8669 | 7.5523 | 9.8939 | 4.6149 | 4.6056 | 6.4115 | 4.8933 | 5.5336 | 10.8056 | 5.5725 | 7.7747 | 3.6627 | 3.3997 | 5.7653 | 3.5053 | 4.5251 | 6.5051 | 7.1261 | 6.0272 | 4.8541 | 4.6157 | 8.0117 | 4.0189 | 6.5541 | 3.3421 | 4.3085 | 3.2675 | 5.6773 | 4.4216 | 3.6893 | 5.2672 | 7.6968 | 6.5603 | 8.6032 | 4.0835 | 4.0533 | 5.5563 | 4.3384 | 4.9475 | 9.4467 | 4.8963 | 6.6979 | 3.0069 | 2.8109 | 4.7221 | 2.8805 | 3.64 | 5.2856 | 5.7936 | 4.8739 | 4.0104 | 3.7416 | 6.4795 | 3.2643 | 5.2544 | 2.7845 | 3.6285 | 2.6971 | 4.6024 | 3.6421 | 3.1192 | 4.2853 | 6.1883 | 5.2845 | 6.9253 | 3.3651 | 3.3235 | 4.4675 | 3.5872 | 4.1387 | 7.6573 | 3.9955 | 5.3469
1133 | 2.234 | 5.1612 | 2.7696 | 3.6108 | 3.127 | 4.709 | 3.7611 | 4.274 | 3.906 | 7.76 | 4.556 | 5.746 | 5.1648 | 11.158 | 6.399 | 8.0618 | 4.6299 | 4.2585 | 7.2045 | 4.482 | 5.9143 | 8.2837 | 9.2959 | 7.8655 | 6.2635 | 6.0275 | 10.4895 | 5.2008 | 8.6729 | 4.1691 | 5.3615 | 4.1544 | 7.3887 | 5.6161 | 4.4967 | 6.7746 | 10.1205 | 8.5905 | 11.2528 | 5.1901 | 5.2005 | 7.3812 | 5.5204 | 6.1432 | 12.2476 | 6.2755 | 8.9479 | 4.1614 | 3.8457 | 6.5709 | 3.9872 | 5.2232 | 7.4549 | 8.1641 | 6.9433 | 5.5027 | 5.3023 | 9.218 | 4.6103 | 7.6001 | 3.7637 | 4.8145 | 3.7093 | 6.5271 | 5.023 | 4.1113 | 6.0358 | 8.8945 | 7.5787 | 9.9195 | 4.6329 | 4.6248 | 6.4369 | 4.9101 | 5.556 | 10.835 | 5.5937 | 7.8025 | 3.6773 | 3.4139 | 5.7861 | 3.5195 | 4.5427 | 6.5277 | 7.1507 | 6.0502 | 4.8735 | 4.6323 | 8.0395 | 4.0345 | 6.5779 | 3.3571 | 4.3269 | 3.2809 | 5.6991 | 4.4406 | 3.7063 | 5.2866 | 7.7206 | 6.5831 | 8.6258 | 4.0993 | 4.0703 | 5.5783 | 4.3532 | 4.9675 | 9.4729 | 4.9143 | 6.7217 | 3.0191 | 2.8227 | 4.7393 | 2.8923 | 3.6538 | 5.304 | 5.8138 | 4.8925 | 4.0264 | 3.7552 | 6.5021 | 3.2769 | 5.2734 | 2.7971 | 3.6441 | 2.7083 | 4.62 | 3.6579 | 3.1336 | 4.3011 | 6.2073 | 5.3029 | 6.9439 | 3.3781 | 3.3373 | 4.4851 | 3.5994 | 4.1555 | 7.6793 | 4.0097 | 5.3659
1134 | 2.24 | 5.1723 | 2.7778 | 3.6194 | 3.138 | 4.729 | 3.7726 | 4.287 | 3.92 | 7.781 | 4.572 | 5.761 | 5.1814 | 11.182 | 6.417 | 8.0824 | 4.6484 | 4.276 | 7.2304 | 4.5 | 5.9384 | 8.3124 | 9.3272 | 7.8952 | 6.288 | 6.0488 | 10.5252 | 5.2208 | 8.7044 | 4.1876 | 5.384 | 4.1712 | 7.4168 | 5.64 | 4.5172 | 6.7996 | 10.152 | 8.6208 | 11.2816 | 5.21 | 5.222 | 7.4104 | 5.5392 | 6.168 | 12.28 | 6.3 | 8.98 | 4.178 | 3.8616 | 6.5944 | 4.0032 | 5.244 | 7.4808 | 8.192 | 6.9696 | 5.5244 | 5.3212 | 9.2496 | 4.628 | 7.6276 | 3.7804 | 4.8348 | 3.7244 | 6.552 | 5.0444 | 4.13 | 6.058 | 8.922 | 7.6052 | 9.9452 | 4.6508 | 4.644 | 6.4624 | 4.9268 | 5.5784 | 10.8644 | 5.6148 | 7.8304 | 3.692 | 3.428 | 5.8068 | 3.5336 | 4.5604 | 6.5504 | 7.1752 | 6.0732 | 4.8928 | 4.6488 | 8.0672 | 4.05 | 6.6016 | 3.372 | 4.3452 | 3.2944 | 5.7208 | 4.4596 | 3.7232 | 5.306 | 7.7444 | 6.606 | 8.6484 | 4.1152 | 4.0872 | 5.6004 | 4.368 | 4.9876 | 9.4992 | 4.9324 | 6.7456 | 3.0312 | 2.8344 | 4.7564 | 2.904 | 3.6676 | 5.3224 | 5.834 | 4.9112 | 4.0424 | 3.7688 | 6.5248 | 3.2896 | 5.2924 | 2.8096 | 3.6596 | 2.7196 | 4.6376 | 3.6736 | 3.148 | 4.3168 | 6.2264 | 5.3212 | 6.9624 | 3.3912 | 3.3512 | 4.5028 | 3.6116 | 4.1724 | 7.7012 | 4.024 | 5.3848
1135 | 2.246 | 5.1835 | 2.786 | 3.628 | 3.149 | 4.749 | 3.784 | 4.3 | 3.934 | 7.801 | 4.588 | 5.776 | 5.198 | 11.207 | 6.435 | 8.103 | 4.6669 | 4.2935 | 7.2563 | 4.518 | 5.9625 | 8.3411 | 9.3585 | 7.9249 | 6.3125 | 6.0701 | 10.5609 | 5.2408 | 8.7359 | 4.2061 | 5.4065 | 4.188 | 7.4449 | 5.6639 | 4.5377 | 6.8246 | 10.1835 | 8.6511 | 11.3104 | 5.2299 | 5.2435 | 7.4396 | 5.558 | 6.1928 | 12.3124 | 6.3245 | 9.0121 | 4.1946 | 3.8775 | 6.6179 | 4.0192 | 5.2648 | 7.5067 | 8.2199 | 6.9959 | 5.5461 | 5.3401 | 9.2812 | 4.6457 | 7.6551 | 3.7971 | 4.8551 | 3.7395 | 6.5769 | 5.0658 | 4.1487 | 6.0802 | 8.9495 | 7.6317 | 9.9709 | 4.6687 | 4.6632 | 6.4879 | 4.9435 | 5.6008 | 10.8938 | 5.6359 | 7.8583 | 3.7067 | 3.4421 | 5.8275 | 3.5477 | 4.5781 | 6.5731 | 7.1997 | 6.0962 | 4.9121 | 4.6653 | 8.0949 | 4.0655 | 6.6253 | 3.3869 | 4.3635 | 3.3079 | 5.7425 | 4.4786 | 3.7401 | 5.3254 | 7.7682 | 6.6289 | 8.671 | 4.1311 | 4.1041 | 5.6225 | 4.3828 | 5.0077 | 9.5255 | 4.9505 | 6.7695 | 3.0433 | 2.8461 | 4.7735 | 2.9157 | 3.6814 | 5.3408 | 5.8542 | 4.9299 | 4.0584 | 3.7824 | 6.5475 | 3.3023 | 5.3114 | 2.8221 | 3.6751 | 2.7309 | 4.6552 | 3.6893 | 3.1624 | 4.3325 | 6.2455 | 5.3395 | 6.9809 | 3.4043 | 3.3651 | 4.5205 | 3.6238 | 4.1893 | 7.7231 | 4.0383 | 5.4037
1136 | 2.254 | 5.1947 | 2.7954 | 3.6376 | 3.16 | 4.769 | 3.7984 | 4.3164 | 3.95 | 7.816 | 4.606 | 5.798 | 5.2146 | 11.232 | 6.4532 | 8.1264 | 4.6853 | 4.3109 | 7.2821 | 4.536 | 5.9867 | 8.3699 | 9.3899 | 7.9547 | 6.3371 | 6.0915 | 10.5965 | 5.2608 | 8.7675 | 4.2245 | 5.4291 | 4.2048 | 7.4731 | 5.6877 | 4.5581 | 6.8496 | 10.2149 | 8.6813 | 11.3392 | 5.2499 | 5.2651 | 7.4688 | 5.5768 | 6.2176 | 12.3448 | 6.3491 | 9.0443 | 4.2112 | 3.8933 | 6.6413 | 4.0352 | 5.2856 | 7.5325 | 8.2477 | 7.0221 | 5.5677 | 5.3589 | 9.3128 | 4.6635 | 7.6827 | 3.8139 | 4.8755 | 3.7547 | 6.6019 | 5.0872 | 4.1675 | 6.1024 | 8.9771 | 7.6581 | 9.9965 | 4.6867 | 4.6824 | 6.5133 | 4.9603 | 5.6232 | 10.9232 | 5.6571 | 7.8861 | 3.7213 | 3.4563 | 5.8483 | 3.5619 | 4.5957 | 6.5957 | 7.2243 | 6.1192 | 4.9315 | 4.6819 | 8.1227 | 4.0811 | 6.6491 | 3.4019 | 4.3819 | 3.3213 | 5.7643 | 4.4976 | 3.7571 | 5.3448 | 7.792 | 6.6517 | 8.6936 | 4.1469 | 4.1211 | 5.6445 | 4.3976 | 5.0277 | 9.5517 | 4.9685 | 6.7933 | 3.0555 | 2.8579 | 4.7907 | 2.9275 | 3.6952 | 5.3592 | 5.8744 | 4.9485 | 4.0744 | 3.796 | 6.5701 | 3.3149 | 5.3304 | 2.8347 | 3.6907 | 2.7421 | 4.6728 | 3.7051 | 3.1768 | 4.3483 | 6.2645 | 5.3579 | 6.9995 | 3.4173 | 3.3789 | 4.5381 | 3.636 | 4.2061 | 7.7451 | 4.0525 | 5.4227
1137 | 2.262 | 5.206 | 2.8048 | 3.6472 | 3.172 | 4.789 | 3.8129 | 4.3328 | 3.966 | 7.838 | 4.624 | 5.82 | 5.2312 | 11.256 | 6.4714 | 8.1498 | 4.7038 | 4.3284 | 7.308 | 4.554 | 6.0108 | 8.3986 | 9.4212 | 7.9844 | 6.3616 | 6.1128 | 10.6322 | 5.2808 | 8.799 | 4.243 | 5.4516 | 4.2216 | 7.5012 | 5.7116 | 4.5786 | 6.8746 | 10.2464 | 8.7116 | 11.368 | 5.2698 | 5.2866 | 7.498 | 5.5956 | 6.2424 | 12.3772 | 6.3736 | 9.0764 | 4.2278 | 3.9092 | 6.6648 | 4.0512 | 5.3064 | 7.5584 | 8.2756 | 7.0484 | 5.5894 | 5.3778 | 9.3444 | 4.6812 | 7.7102 | 3.8306 | 4.8958 | 3.7698 | 6.6268 | 5.1086 | 4.1862 | 6.1246 | 9.0046 | 7.6846 | 10.0222 | 4.7046 | 4.7016 | 6.5388 | 4.977 | 5.6456 | 10.9526 | 5.6782 | 7.914 | 3.736 | 3.4704 | 5.869 | 3.576 | 4.6134 | 6.6184 | 7.2488 | 6.1422 | 4.9508 | 4.6984 | 8.1504 | 4.0966 | 6.6728 | 3.4168 | 4.4002 | 3.3348 | 5.786 | 4.5166 | 3.774 | 5.3642 | 7.8158 | 6.6746 | 8.7162 | 4.1628 | 4.138 | 5.6666 | 4.4124 | 5.0478 | 9.578 | 4.9866 | 6.8172 | 3.0676 | 2.8696 | 4.8078 | 2.9392 | 3.709 | 5.3776 | 5.8946 | 4.9672 | 4.0904 | 3.8096 | 6.5928 | 3.3276 | 5.3494 | 2.8472 | 3.7062 | 2.7534 | 4.6904 | 3.7208 | 3.1912 | 4.364 | 6.2836 | 5.3762 | 7.018 | 3.4304 | 3.3928 | 4.5558 | 3.6482 | 4.223 | 7.767 | 4.0668 | 5.4416
1138 | 2.27 | 5.2173 | 2.8142 | 3.6568 | 3.184 | 4.808 | 3.8273 | 4.3492 | 3.982 | 7.859 | 4.642 | 5.842 | 5.2478 | 11.279 | 6.4896 | 8.1732 | 4.7223 | 4.3459 | 7.3339 | 4.572 | 6.0349 | 8.4273 | 9.4525 | 8.0141 | 6.3861 | 6.1341 | 10.6679 | 5.3008 | 8.8305 | 4.2615 | 5.4741 | 4.2384 | 7.5293 | 5.7355 | 4.5991 | 6.8996 | 10.2779 | 8.7419 | 11.3968 | 5.2897 | 5.3081 | 7.5272 | 5.6144 | 6.2672 | 12.4096 | 6.3981 | 9.1085 | 4.2444 | 3.9251 | 6.6883 | 4.0672 | 5.3272 | 7.5843 | 8.3035 | 7.0747 | 5.6111 | 5.3967 | 9.376 | 4.6989 | 7.7377 | 3.8473 | 4.9161 | 3.7849 | 6.6517 | 5.13 | 4.2049 | 6.1468 | 9.0321 | 7.7111 | 10.0479 | 4.7225 | 4.7208 | 6.5643 | 4.9937 | 5.668 | 10.982 | 5.6993 | 7.9419 | 3.7507 | 3.4845 | 5.8897 | 3.5901 | 4.6311 | 6.6411 | 7.2733 | 6.1652 | 4.9701 | 4.7149 | 8.1781 | 4.1121 | 6.6965 | 3.4317 | 4.4185 | 3.3483 | 5.8077 | 4.5356 | 3.7909 | 5.3836 | 7.8396 | 6.6975 | 8.7388 | 4.1787 | 4.1549 | 5.6887 | 4.4272 | 5.0679 | 9.6043 | 5.0047 | 6.8411 | 3.0797 | 2.8813 | 4.8249 | 2.9509 | 3.7228 | 5.396 | 5.9148 | 4.9859 | 4.1064 | 3.8232 | 6.6155 | 3.3403 | 5.3684 | 2.8597 | 3.7217 | 2.7647 | 4.708 | 3.7365 | 3.2056 | 4.3797 | 6.3027 | 5.3945 | 7.0365 | 3.4435 | 3.4067 | 4.5735 | 3.6604 | 4.2399 | 7.7889 | 4.0811 | 5.4605
1139 | 2.278 | 5.2287 | 2.8236 | 3.6664 | 3.196 | 4.828 | 3.8417 | 4.3656 | 3.998 | 7.88 | 4.66 | 5.864 | 5.2644 | 11.302 | 6.5078 | 8.1966 | 4.7407 | 4.3633 | 7.3597 | 4.59 | 6.0591 | 8.4561 | 9.4839 | 8.0439 | 6.4107 | 6.1555 | 10.7035 | 5.3208 | 8.8621 | 4.2799 | 5.4967 | 4.2552 | 7.5575 | 5.7593 | 4.6195 | 6.9246 | 10.3093 | 8.7721 | 11.4256 | 5.3097 | 5.3297 | 7.5564 | 5.6332 | 6.292 | 12.442 | 6.4227 | 9.1407 | 4.261 | 3.9409 | 6.7117 | 4.0832 | 5.348 | 7.6101 | 8.3313 | 7.1009 | 5.6327 | 5.4155 | 9.4076 | 4.7167 | 7.7653 | 3.8641 | 4.9365 | 3.8001 | 6.6767 | 5.1514 | 4.2237 | 6.169 | 9.0597 | 7.7375 | 10.0735 | 4.7405 | 4.74 | 6.5897 | 5.0105 | 5.6904 | 11.0114 | 5.7205 | 7.9697 | 3.7653 | 3.4987 | 5.9105 | 3.6043 | 4.6487 | 6.6637 | 7.2979 | 6.1882 | 4.9895 | 4.7315 | 8.2059 | 4.1277 | 6.7203 | 3.4467 | 4.4369 | 3.3617 | 5.8295 | 4.5546 | 3.8079 | 5.403 | 7.8634 | 6.7203 | 8.7614 | 4.1945 | 4.1719 | 5.7107 | 4.442 | 5.0879 | 9.6305 | 5.0227 | 6.8649 | 3.0919 | 2.8931 | 4.8421 | 2.9627 | 3.7366 | 5.4144 | 5.935 | 5.0045 | 4.1224 | 3.8368 | 6.6381 | 3.3529 | 5.3874 | 2.8723 | 3.7373 | 2.7759 | 4.7256 | 3.7523 | 3.22 | 4.3955 | 6.3217 | 5.4129 | 7.0551 | 3.4565 | 3.4205 | 4.5911 | 3.6726 | 4.2567 | 7.8109 | 4.0953 | 5.4795
1140 | 2.286 | 5.24 | 2.833 | 3.676 | 3.208 | 4.848 | 3.8562 | 4.382 | 4.014 | 7.902 | 4.678 | 5.886 | 5.281 | 11.326 | 6.526 | 8.22 | 4.7592 | 4.3808 | 7.3856 | 4.608 | 6.0832 | 8.4848 | 9.5152 | 8.0736 | 6.4352 | 6.1768 | 10.7392 | 5.3408 | 8.8936 | 4.2984 | 5.5192 | 4.272 | 7.5856 | 5.7832 | 4.64 | 6.9496 | 10.3408 | 8.8024 | 11.4544 | 5.3296 | 5.3512 | 7.5856 | 5.652 | 6.3168 | 12.4744 | 6.4472 | 9.1728 | 4.2776 | 3.9568 | 6.7352 | 4.0992 | 5.3688 | 7.636 | 8.3592 | 7.1272 | 5.6544 | 5.4344 | 9.4392 | 4.7344 | 7.7928 | 3.8808 | 4.9568 | 3.8152 | 6.7016 | 5.1728 | 4.2424 | 6.1912 | 9.0872 | 7.764 | 10.0992 | 4.7584 | 4.7592 | 6.6152 | 5.0272 | 5.7128 | 11.0408 | 5.7416 | 7.9976 | 3.78 | 3.5128 | 5.9312 | 3.6184 | 4.6664 | 6.6864 | 7.3224 | 6.2112 | 5.0088 | 4.748 | 8.2336 | 4.1432 | 6.744 | 3.4616 | 4.4552 | 3.3752 | 5.8512 | 4.5736 | 3.8248 | 5.4224 | 7.8872 | 6.7432 | 8.784 | 4.2104 | 4.1888 | 5.7328 | 4.4568 | 5.108 | 9.6568 | 5.0408 | 6.8888 | 3.104 | 2.9048 | 4.8592 | 2.9744 | 3.7504 | 5.4328 | 5.9552 | 5.0232 | 4.1384 | 3.8504 | 6.6608 | 3.3656 | 5.4064 | 2.8848 | 3.7528 | 2.7872 | 4.7432 | 3.768 | 3.2344 | 4.4112 | 6.3408 | 5.4312 | 7.0736 | 3.4696 | 3.4344 | 4.6088 | 3.6848 | 4.2736 | 7.8328 | 4.1096 | 5.4984
1141 | 2.2968 | 5.255 | 2.8438 | 3.6878 | 3.2252 | 4.873 | 3.8716 | 4.3996 | 4.0326 | 7.928 | 4.6976 | 5.9128 | 5.2984 | 11.359 | 6.5486 | 8.246 | 4.7818 | 4.4028 | 7.4168 | 4.6288 | 6.111 | 8.5128 | 9.551 | 8.1028 | 6.4624 | 6.2024 | 10.7752 | 5.3654 | 8.9268 | 4.319 | 5.5438 | 4.2912 | 7.6162 | 5.8084 | 4.662 | 6.9762 | 10.3744 | 8.8332 | 11.4912 | 5.355 | 5.3752 | 7.6166 | 5.679 | 6.3436 | 12.5158 | 6.476 | 9.2074 | 4.2978 | 3.9766 | 6.7634 | 4.1178 | 5.3926 | 7.661 | 8.3908 | 7.1532 | 5.6786 | 5.457 | 9.4712 | 4.7564 | 7.8216 | 3.8994 | 4.9792 | 3.8324 | 6.7286 | 5.1956 | 4.2626 | 6.2148 | 9.1166 | 7.7912 | 10.1322 | 4.781 | 4.7804 | 6.6424 | 5.0512 | 5.737 | 11.0778 | 5.7666 | 8.0278 | 3.798 | 3.5304 | 5.9562 | 3.6348 | 4.6868 | 6.7082 | 7.3504 | 6.2338 | 5.0302 | 4.768 | 8.2618 | 4.1624 | 6.769 | 3.4782 | 4.4752 | 3.3904 | 5.8748 | 4.5938 | 3.8432 | 5.443 | 7.9126 | 6.7666 | 8.813 | 4.2306 | 4.2074 | 5.7562 | 4.478 | 5.1298 | 9.69 | 5.062 | 6.9148 | 3.1188 | 2.9194 | 4.8798 | 2.988 | 3.7662 | 5.4506 | 5.9782 | 5.0416 | 4.1564 | 3.8668 | 6.6838 | 3.3814 | 5.4264 | 2.8988 | 3.7696 | 2.8 | 4.7624 | 3.7848 | 3.2498 | 4.428 | 6.3612 | 5.4498 | 7.0972 | 3.4862 | 3.4498 | 4.6276 | 3.7022 | 4.2918 | 7.8606 | 4.1262 | 5.519
1142 | 2.3076 | 5.27 | 2.8546 | 3.6996 | 3.2425 | 4.898 | 3.8871 | 4.4172 | 4.0512 | 7.953 | 4.7172 | 5.9396 | 5.3158 | 11.392 | 6.5712 | 8.272 | 4.8044 | 4.4248 | 7.448 | 4.6496 | 6.1388 | 8.5408 | 9.5868 | 8.132 | 6.4896 | 6.228 | 10.8112 | 5.39 | 8.96 | 4.3396 | 5.5684 | 4.3104 | 7.6468 | 5.8336 | 4.684 | 7.0028 | 10.408 | 8.864 | 11.528 | 5.3804 | 5.3992 | 7.6476 | 5.706 | 6.3704 | 12.5572 | 6.5048 | 9.242 | 4.318 | 3.9964 | 6.7916 | 4.1364 | 5.4164 | 7.686 | 8.4224 | 7.1792 | 5.7028 | 5.4796 | 9.5032 | 4.7784 | 7.8504 | 3.918 | 5.0016 | 3.8496 | 6.7556 | 5.2184 | 4.2828 | 6.2384 | 9.146 | 7.8184 | 10.1652 | 4.8036 | 4.8016 | 6.6696 | 5.0752 | 5.7612 | 11.1148 | 5.7916 | 8.058 | 3.816 | 3.548 | 5.9812 | 3.6512 | 4.7072 | 6.73 | 7.3784 | 6.2564 | 5.0516 | 4.788 | 8.29 | 4.1816 | 6.794 | 3.4948 | 4.4952 | 3.4056 | 5.8984 | 4.614 | 3.8616 | 5.4636 | 7.938 | 6.79 | 8.842 | 4.2508 | 4.226 | 5.7796 | 4.4992 | 5.1516 | 9.7232 | 5.0832 | 6.9408 | 3.1336 | 2.934 | 4.9004 | 3.0016 | 3.782 | 5.4684 | 6.0012 | 5.06 | 4.1744 | 3.8832 | 6.7068 | 3.3972 | 5.4464 | 2.9128 | 3.7864 | 2.8128 | 4.7816 | 3.8016 | 3.2652 | 4.4448 | 6.3816 | 5.4684 | 7.1208 | 3.5028 | 3.4652 | 4.6464 | 3.7196 | 4.31 | 7.8884 | 4.1428 | 5.5396
1143 | 2.3184 | 5.285 | 2.8654 | 3.7114 | 3.2598 | 4.923 | 3.9026 | 4.4348 | 4.0698 | 7.978 | 4.7368 | 5.9664 | 5.3332 | 11.424 | 6.5938 | 8.298 | 4.827 | 4.4468 | 7.4792 | 4.6704 | 6.1666 | 8.5688 | 9.6226 | 8.1612 | 6.5168 | 6.2536 | 10.8472 | 5.4146 | 8.9932 | 4.3602 | 5.593 | 4.3296 | 7.6774 | 5.8588 | 4.706 | 7.0294 | 10.4416 | 8.8948 | 11.5648 | 5.4058 | 5.4232 | 7.6786 | 5.733 | 6.3972 | 12.5986 | 6.5336 | 9.2766 | 4.3382 | 4.0162 | 6.8198 | 4.155 | 5.4402 | 7.711 | 8.454 | 7.2052 | 5.727 | 5.5022 | 9.5352 | 4.8004 | 7.8792 | 3.9366 | 5.024 | 3.8668 | 6.7826 | 5.2412 | 4.303 | 6.262 | 9.1754 | 7.8456 | 10.1982 | 4.8262 | 4.8228 | 6.6968 | 5.0992 | 5.7854 | 11.1518 | 5.8166 | 8.0882 | 3.834 | 3.5656 | 6.0062 | 3.6676 | 4.7276 | 6.7518 | 7.4064 | 6.279 | 5.073 | 4.808 | 8.3182 | 4.2008 | 6.819 | 3.5114 | 4.5152 | 3.4208 | 5.922 | 4.6342 | 3.88 | 5.4842 | 7.9634 | 6.8134 | 8.871 | 4.271 | 4.2446 | 5.803 | 4.5204 | 5.1734 | 9.7564 | 5.1044 | 6.9668 | 3.1484 | 2.9486 | 4.921 | 3.0152 | 3.7978 | 5.4862 | 6.0242 | 5.0784 | 4.1924 | 3.8996 | 6.7298 | 3.413 | 5.4664 | 2.9268 | 3.8032 | 2.8256 | 4.8008 | 3.8184 | 3.2806 | 4.4616 | 6.402 | 5.487 | 7.1444 | 3.5194 | 3.4806 | 4.6652 | 3.737 | 4.3282 | 7.9162 | 4.1594 | 5.5602
1144 | 2.3292 | 5.3 | 2.8762 | 3.7232 | 3.277 | 4.949 | 3.9181 | 4.4524 | 4.0884 | 8.004 | 4.7564 | 5.9932 | 5.3506 | 11.457 | 6.6164 | 8.324 | 4.8496 | 4.4688 | 7.5104 | 4.6912 | 6.1944 | 8.5968 | 9.6584 | 8.1904 | 6.544 | 6.2792 | 10.8832 | 5.4392 | 9.0264 | 4.3808 | 5.6176 | 4.3488 | 7.708 | 5.884 | 4.728 | 7.056 | 10.4752 | 8.9256 | 11.6016 | 5.4312 | 5.4472 | 7.7096 | 5.76 | 6.424 | 12.64 | 6.5624 | 9.3112 | 4.3584 | 4.036 | 6.848 | 4.1736 | 5.464 | 7.736 | 8.4856 | 7.2312 | 5.7512 | 5.5248 | 9.5672 | 4.8224 | 7.908 | 3.9552 | 5.0464 | 3.884 | 6.8096 | 5.264 | 4.3232 | 6.2856 | 9.2048 | 7.8728 | 10.2312 | 4.8488 | 4.844 | 6.724 | 5.1232 | 5.8096 | 11.1888 | 5.8416 | 8.1184 | 3.852 | 3.5832 | 6.0312 | 3.684 | 4.748 | 6.7736 | 7.4344 | 6.3016 | 5.0944 | 4.828 | 8.3464 | 4.22 | 6.844 | 3.528 | 4.5352 | 3.436 | 5.9456 | 4.6544 | 3.8984 | 5.5048 | 7.9888 | 6.8368 | 8.9 | 4.2912 | 4.2632 | 5.8264 | 4.5416 | 5.1952 | 9.7896 | 5.1256 | 6.9928 | 3.1632 | 2.9632 | 4.9416 | 3.0288 | 3.8136 | 5.504 | 6.0472 | 5.0968 | 4.2104 | 3.916 | 6.7528 | 3.4288 | 5.4864 | 2.9408 | 3.82 | 2.8384 | 4.82 | 3.8352 | 3.296 | 4.4784 | 6.4224 | 5.5056 | 7.168 | 3.536 | 3.496 | 4.684 | 3.7544 | 4.3464 | 7.944 | 4.176 | 5.5808
1145 | 2.34 | 5.3212 | 2.887 | 3.735 | 3.2978 | 4.982 | 3.9336 | 4.47 | 4.107 | 8.038 | 4.776 | 6.02 | 5.368 | 11.491 | 6.639 | 8.35 | 4.8822 | 4.5006 | 7.5554 | 4.7212 | 6.2346 | 8.637 | 9.7098 | 8.2326 | 6.5832 | 6.3164 | 10.9352 | 5.475 | 9.0742 | 4.4104 | 5.6532 | 4.3762 | 7.7522 | 5.9206 | 4.76 | 7.0946 | 10.5238 | 8.9702 | 11.655 | 5.4678 | 5.4816 | 7.7546 | 5.799 | 6.4626 | 12.6996 | 6.604 | 9.3616 | 4.3874 | 4.0646 | 6.8888 | 4.2004 | 5.4986 | 7.772 | 8.5314 | 7.2688 | 5.786 | 5.5576 | 9.6134 | 4.8538 | 7.9498 | 3.9818 | 5.0786 | 3.9088 | 6.8484 | 5.297 | 4.3524 | 6.3198 | 9.2474 | 7.912 | 10.2788 | 4.8816 | 4.8748 | 6.7632 | 5.1576 | 5.8446 | 11.2424 | 5.8776 | 8.162 | 3.8778 | 3.6088 | 6.0672 | 3.7078 | 4.7774 | 6.8052 | 7.4746 | 6.3344 | 5.1254 | 4.8568 | 8.3868 | 4.2476 | 6.88 | 3.552 | 4.5642 | 3.4582 | 5.9796 | 4.6836 | 3.9248 | 5.5346 | 8.0256 | 6.8706 | 8.9418 | 4.3202 | 4.2904 | 5.8604 | 4.572 | 5.2264 | 9.8374 | 5.1564 | 7.0302 | 3.1846 | 2.9844 | 4.9716 | 3.0484 | 3.8366 | 5.5296 | 6.0802 | 5.1234 | 4.236 | 3.9396 | 6.7858 | 3.4514 | 5.5152 | 2.9608 | 3.8446 | 2.8568 | 4.8476 | 3.8594 | 3.3184 | 4.5026 | 6.452 | 5.5326 | 7.2022 | 3.56 | 3.5184 | 4.7114 | 3.7796 | 4.3726 | 7.984 | 4.2002 | 5.6104
1146 | 2.355 | 5.3423 | 2.9035 | 3.752 | 3.3185 | 5.014 | 3.9688 | 4.51 | 4.128 | 8.072 | 4.7985 | 6.05 | 5.393 | 11.525 | 6.6655 | 8.38 | 4.9148 | 4.5324 | 7.6004 | 4.7512 | 6.2748 | 8.6772 | 9.7612 | 8.2748 | 6.6224 | 6.3536 | 10.9872 | 5.5108 | 9.122 | 4.44 | 5.6888 | 4.4036 | 7.7964 | 5.9572 | 4.792 | 7.1332 | 10.5724 | 9.0148 | 11.7084 | 5.5044 | 5.516 | 7.7996 | 5.838 | 6.5012 | 12.7592 | 6.6456 | 9.412 | 4.4164 | 4.0932 | 6.9296 | 4.2272 | 5.5332 | 7.808 | 8.5772 | 7.3064 | 5.8208 | 5.5904 | 9.6596 | 4.8852 | 7.9916 | 4.0084 | 5.1108 | 3.9336 | 6.8872 | 5.33 | 4.3816 | 6.354 | 9.29 | 7.9512 | 10.3264 | 4.9144 | 4.9056 | 6.8024 | 5.192 | 5.8796 | 11.296 | 5.9136 | 8.2056 | 3.9036 | 3.6344 | 6.1032 | 3.7316 | 4.8068 | 6.8368 | 7.5148 | 6.3672 | 5.1564 | 4.8856 | 8.4272 | 4.2752 | 6.916 | 3.576 | 4.5932 | 3.4804 | 6.0136 | 4.7128 | 3.9512 | 5.5644 | 8.0624 | 6.9044 | 8.9836 | 4.3492 | 4.3176 | 5.8944 | 4.6024 | 5.2576 | 9.8852 | 5.1872 | 7.0676 | 3.206 | 3.0056 | 5.0016 | 3.068 | 3.8596 | 5.5552 | 6.1132 | 5.15 | 4.2616 | 3.9632 | 6.8188 | 3.474 | 5.544 | 2.9808 | 3.8692 | 2.8752 | 4.8752 | 3.8836 | 3.3408 | 4.5268 | 6.4816 | 5.5596 | 7.2364 | 3.584 | 3.5408 | 4.7388 | 3.8048 | 4.3988 | 8.024 | 4.2244 | 5.64
1147 | 2.37 | 5.3635 | 2.92 | 3.769 | 3.3392 | 5.047 | 4.004 | 4.55 | 4.149 | 8.106 | 4.821 | 6.08 | 5.418 | 11.559 | 6.692 | 8.41 | 4.9474 | 4.5642 | 7.6454 | 4.7812 | 6.315 | 8.7174 | 9.8126 | 8.317 | 6.6616 | 6.3908 | 11.0392 | 5.5466 | 9.1698 | 4.4696 | 5.7244 | 4.431 | 7.8406 | 5.9938 | 4.824 | 7.1718 | 10.621 | 9.0594 | 11.7618 | 5.541 | 5.5504 | 7.8446 | 5.877 | 6.5398 | 12.8188 | 6.6872 | 9.4624 | 4.4454 | 4.1218 | 6.9704 | 4.254 | 5.5678 | 7.844 | 8.623 | 7.344 | 5.8556 | 5.6232 | 9.7058 | 4.9166 | 8.0334 | 4.035 | 5.143 | 3.9584 | 6.926 | 5.363 | 4.4108 | 6.3882 | 9.3326 | 7.9904 | 10.374 | 4.9472 | 4.9364 | 6.8416 | 5.2264 | 5.9146 | 11.3496 | 5.9496 | 8.2492 | 3.9294 | 3.66 | 6.1392 | 3.7554 | 4.8362 | 6.8684 | 7.555 | 6.4 | 5.1874 | 4.9144 | 8.4676 | 4.3028 | 6.952 | 3.6 | 4.6222 | 3.5026 | 6.0476 | 4.742 | 3.9776 | 5.5942 | 8.0992 | 6.9382 | 9.0254 | 4.3782 | 4.3448 | 5.9284 | 4.6328 | 5.2888 | 9.933 | 5.218 | 7.105 | 3.2274 | 3.0268 | 5.0316 | 3.0876 | 3.8826 | 5.5808 | 6.1462 | 5.1766 | 4.2872 | 3.9868 | 6.8518 | 3.4966 | 5.5728 | 3.0008 | 3.8938 | 2.8936 | 4.9028 | 3.9078 | 3.3632 | 4.551 | 6.5112 | 5.5866 | 7.2706 | 3.608 | 3.5632 | 4.7662 | 3.83 | 4.425 | 8.064 | 4.2486 | 5.6696
1148 | 2.392 | 5.3847 | 2.952 | 3.804 | 3.36 | 5.08 | 4.0066 | 4.553 | 4.179 | 8.14 | 4.844 | 6.111 | 5.449 | 11.593 | 6.719 | 8.445 | 4.98 | 4.596 | 7.6904 | 4.8112 | 6.3552 | 8.7576 | 9.864 | 8.3592 | 6.7008 | 6.428 | 11.0912 | 5.5824 | 9.2176 | 4.4992 | 5.76 | 4.4584 | 7.8848 | 6.0304 | 4.856 | 7.2104 | 10.6696 | 9.104 | 11.8152 | 5.5776 | 5.5848 | 7.8896 | 5.916 | 6.5784 | 12.8784 | 6.7288 | 9.5128 | 4.4744 | 4.1504 | 7.0112 | 4.2808 | 5.6024 | 7.88 | 8.6688 | 7.3816 | 5.8904 | 5.656 | 9.752 | 4.948 | 8.0752 | 4.0616 | 5.1752 | 3.9832 | 6.9648 | 5.396 | 4.44 | 6.4224 | 9.3752 | 8.0296 | 10.4216 | 4.98 | 4.9672 | 6.8808 | 5.2608 | 5.9496 | 11.4032 | 5.9856 | 8.2928 | 3.9552 | 3.6856 | 6.1752 | 3.7792 | 4.8656 | 6.9 | 7.5952 | 6.4328 | 5.2184 | 4.9432 | 8.508 | 4.3304 | 6.988 | 3.624 | 4.6512 | 3.5248 | 6.0816 | 4.7712 | 4.004 | 5.624 | 8.136 | 6.972 | 9.0672 | 4.4072 | 4.372 | 5.9624 | 4.6632 | 5.32 | 9.9808 | 5.2488 | 7.1424 | 3.2488 | 3.048 | 5.0616 | 3.1072 | 3.9056 | 5.6064 | 6.1792 | 5.2032 | 4.3128 | 4.0104 | 6.8848 | 3.5192 | 5.6016 | 3.0208 | 3.9184 | 2.912 | 4.9304 | 3.932 | 3.3856 | 4.5752 | 6.5408 | 5.6136 | 7.3048 | 3.632 | 3.5856 | 4.7936 | 3.8552 | 4.4512 | 8.104 | 4.2728 | 5.6992
1149 | 2.428 | 5.4385 | 2.996 | 3.853 | 3.396 | 5.09 | 4.0216 | 4.57 | 4.214 | 8.225 | 4.915 | 6.146 | 5.49 | 11.695 | 6.8 | 8.5 | 5.0554 | 4.6694 | 7.7942 | 4.8808 | 6.4478 | 8.8506 | 9.983 | 8.4568 | 6.7916 | 6.5136 | 11.2114 | 5.6646 | 9.3278 | 4.5676 | 5.8422 | 4.522 | 7.9866 | 6.1148 | 4.9296 | 7.2994 | 10.7818 | 9.207 | 11.9382 | 5.6622 | 5.6646 | 7.9934 | 6.0058 | 6.6674 | 13.0158 | 6.8248 | 9.6286 | 4.5418 | 4.2164 | 7.1052 | 4.3428 | 5.6822 | 7.9632 | 8.7742 | 7.4682 | 5.9708 | 5.7316 | 9.8586 | 5.021 | 8.1716 | 4.1234 | 5.2494 | 4.0402 | 7.0548 | 5.472 | 4.5074 | 6.5012 | 9.4732 | 8.12 | 10.5314 | 5.0558 | 5.0382 | 6.9714 | 5.3404 | 6.03 | 11.527 | 6.0686 | 8.3936 | 4.0148 | 3.7444 | 6.2586 | 3.834 | 4.9334 | 6.9728 | 7.6882 | 6.5086 | 5.2898 | 5.0096 | 8.6016 | 4.3944 | 7.0712 | 3.6792 | 4.718 | 3.5756 | 6.16 | 4.8386 | 4.0648 | 5.6928 | 8.2208 | 7.05 | 9.1638 | 4.4742 | 4.4346 | 6.0406 | 4.7336 | 5.392 | 10.0912 | 5.3196 | 7.2286 | 3.298 | 3.097 | 5.1304 | 3.1524 | 3.9586 | 5.6656 | 6.2556 | 5.2646 | 4.3722 | 4.065 | 6.9612 | 3.5714 | 5.6682 | 3.0672 | 3.9748 | 2.9544 | 4.994 | 3.988 | 3.4374 | 4.6312 | 6.6088 | 5.676 | 7.3838 | 3.6874 | 3.637 | 4.8564 | 3.9132 | 4.5118 | 8.1962 | 4.3286 | 5.7676
1150 | 2.464 | 5.4923 | 3.04 | 3.902 | 3.432 | 5.1 | 4.0498 | 4.602 | 4.254 | 8.31 | 4.986 | 6.195 | 5.558 | 11.796 | 6.881 | 8.565 | 5.1308 | 4.7428 | 7.898 | 4.9504 | 6.5404 | 8.9436 | 10.102 | 8.5544 | 6.8824 | 6.5992 | 11.3316 | 5.7468 | 9.438 | 4.636 | 5.9244 | 4.5856 | 8.0884 | 6.1992 | 5.0032 | 7.3884 | 10.894 | 9.31 | 12.0612 | 5.7468 | 5.7444 | 8.0972 | 6.0956 | 6.7564 | 13.1532 | 6.9208 | 9.7444 | 4.6092 | 4.2824 | 7.1992 | 4.4048 | 5.762 | 8.0464 | 8.8796 | 7.5548 | 6.0512 | 5.8072 | 9.9652 | 5.094 | 8.268 | 4.1852 | 5.3236 | 4.0972 | 7.1448 | 5.548 | 4.5748 | 6.58 | 9.5712 | 8.2104 | 10.6412 | 5.1316 | 5.1092 | 7.062 | 5.42 | 6.1104 | 11.6508 | 6.1516 | 8.4944 | 4.0744 | 3.8032 | 6.342 | 3.8888 | 5.0012 | 7.0456 | 7.7812 | 6.5844 | 5.3612 | 5.076 | 8.6952 | 4.4584 | 7.1544 | 3.7344 | 4.7848 | 3.6264 | 6.2384 | 4.906 | 4.1256 | 5.7616 | 8.3056 | 7.128 | 9.2604 | 4.5412 | 4.4972 | 6.1188 | 4.804 | 5.464 | 10.2016 | 5.3904 | 7.3148 | 3.3472 | 3.146 | 5.1992 | 3.1976 | 4.0116 | 5.7248 | 6.332 | 5.326 | 4.4316 | 4.1196 | 7.0376 | 3.6236 | 5.7348 | 3.1136 | 4.0312 | 2.9968 | 5.0576 | 4.044 | 3.4892 | 4.6872 | 6.6768 | 5.7384 | 7.4628 | 3.7428 | 3.6884 | 4.9192 | 3.9712 | 4.5724 | 8.2884 | 4.3844 | 5.836
1151 | 2.5 | 5.5462 | 3.084 | 3.951 | 3.468 | 5.161 | 4.0656 | 4.62 | 4.324 | 8.327 | 5.057 | 6.29 | 5.638 | 11.898 | 6.963 | 8.67 | 5.2062 | 4.8162 | 8.0018 | 5.02 | 6.633 | 9.0366 | 10.221 | 8.652 | 6.9732 | 6.6848 | 11.4518 | 5.829 | 9.5482 | 4.7044 | 6.0066 | 4.6492 | 8.1902 | 6.2836 | 5.0768 | 7.4774 | 11.0062 | 9.413 | 12.1842 | 5.8314 | 5.8242 | 8.201 | 6.1854 | 6.8454 | 13.2906 | 7.0168 | 9.8602 | 4.6766 | 4.3484 | 7.2932 | 4.4668 | 5.8418 | 8.1296 | 8.985 | 7.6414 | 6.1316 | 5.8828 | 10.0718 | 5.167 | 8.3644 | 4.247 | 5.3978 | 4.1542 | 7.2348 | 5.624 | 4.6422 | 6.6588 | 9.6692 | 8.3008 | 10.751 | 5.2074 | 5.1802 | 7.1526 | 5.4996 | 6.1908 | 11.7746 | 6.2346 | 8.5952 | 4.134 | 3.862 | 6.4254 | 3.9436 | 5.069 | 7.1184 | 7.8742 | 6.6602 | 5.4326 | 5.1424 | 8.7888 | 4.5224 | 7.2376 | 3.7896 | 4.8516 | 3.6772 | 6.3168 | 4.9734 | 4.1864 | 5.8304 | 8.3904 | 7.206 | 9.357 | 4.6082 | 4.5598 | 6.197 | 4.8744 | 5.536 | 10.312 | 5.4612 | 7.401 | 3.3964 | 3.195 | 5.268 | 3.2428 | 4.0646 | 5.784 | 6.4084 | 5.3874 | 4.491 | 4.1742 | 7.114 | 3.6758 | 5.8014 | 3.16 | 4.0876 | 3.0392 | 5.1212 | 4.1 | 3.541 | 4.7432 | 6.7448 | 5.8008 | 7.5418 | 3.7982 | 3.7398 | 4.982 | 4.0292 | 4.633 | 8.3806 | 4.4402 | 5.9044
1152 | 2.536 | 5.6 | 3.128 | 4 | 3.504 | 5.32 | 4.224 | 4.8 | 4.424 | 8.48 | 5.128 | 6.4 | 5.768 | 12 | 7.046 | 8.835 | 5.2816 | 4.8896 | 8.1056 | 5.0896 | 6.7256 | 9.1296 | 10.34 | 8.7496 | 7.064 | 6.7704 | 11.572 | 5.9112 | 9.6584 | 4.7728 | 6.0888 | 4.7128 | 8.292 | 6.368 | 5.1504 | 7.5664 | 11.1184 | 9.516 | 12.3072 | 5.916 | 5.904 | 8.3048 | 6.2752 | 6.9344 | 13.428 | 7.1128 | 9.976 | 4.744 | 4.4144 | 7.3872 | 4.5288 | 5.9216 | 8.2128 | 9.0904 | 7.728 | 6.212 | 5.9584 | 10.1784 | 5.24 | 8.4608 | 4.3088 | 5.472 | 4.2112 | 7.3248 | 5.7 | 4.7096 | 6.7376 | 9.7672 | 8.3912 | 10.8608 | 5.2832 | 5.2512 | 7.2432 | 5.5792 | 6.2712 | 11.8984 | 6.3176 | 8.696 | 4.1936 | 3.9208 | 6.5088 | 3.9984 | 5.1368 | 7.1912 | 7.9672 | 6.736 | 5.504 | 5.2088 | 8.8824 | 4.5864 | 7.3208 | 3.8448 | 4.9184 | 3.728 | 6.3952 | 5.0408 | 4.2472 | 5.8992 | 8.4752 | 7.284 | 9.4536 | 4.6752 | 4.6224 | 6.2752 | 4.9448 | 5.608 | 10.4224 | 5.532 | 7.4872 | 3.4456 | 3.244 | 5.3368 | 3.288 | 4.1176 | 5.8432 | 6.4848 | 5.4488 | 4.5504 | 4.2288 | 7.1904 | 3.728 | 5.868 | 3.2064 | 4.144 | 3.0816 | 5.1848 | 4.156 | 3.5928 | 4.7992 | 6.8128 | 5.8632 | 7.6208 | 3.8536 | 3.7912 | 5.0448 | 4.0872 | 4.6936 | 8.4728 | 4.496 | 5.9728
1153 | 2.572 | 5.6538 | 3.172 | 4.049 | 3.54 | 5.38 | 4.2777 | 4.861 | 4.489 | 8.565 | 5.2 | 6.49 | 5.808 | 12.102 | 7.131 | 8.91 | 5.357 | 4.963 | 8.2094 | 5.1592 | 6.8182 | 9.2226 | 10.459 | 8.8472 | 7.1548 | 6.856 | 11.6922 | 5.9934 | 9.7686 | 4.8412 | 6.171 | 4.7764 | 8.3938 | 6.4524 | 5.224 | 7.6554 | 11.2306 | 9.619 | 12.4302 | 6.0006 | 5.9838 | 8.4086 | 6.365 | 7.0234 | 13.5654 | 7.2088 | 10.0918 | 4.8114 | 4.4804 | 7.4812 | 4.5908 | 6.0014 | 8.296 | 9.1958 | 7.8146 | 6.2924 | 6.034 | 10.285 | 5.313 | 8.5572 | 4.3706 | 5.5462 | 4.2682 | 7.4148 | 5.776 | 4.777 | 6.8164 | 9.8652 | 8.4816 | 10.9706 | 5.359 | 5.3222 | 7.3338 | 5.6588 | 6.3516 | 12.0222 | 6.4006 | 8.7968 | 4.2532 | 3.9796 | 6.5922 | 4.0532 | 5.2046 | 7.264 | 8.0602 | 6.8118 | 5.5754 | 5.2752 | 8.976 | 4.6504 | 7.404 | 3.9 | 4.9852 | 3.7788 | 6.4736 | 5.1082 | 4.308 | 5.968 | 8.56 | 7.362 | 9.5502 | 4.7422 | 4.685 | 6.3534 | 5.0152 | 5.68 | 10.5328 | 5.6028 | 7.5734 | 3.4948 | 3.293 | 5.4056 | 3.3332 | 4.1706 | 5.9024 | 6.5612 | 5.5102 | 4.6098 | 4.2834 | 7.2668 | 3.7802 | 5.9346 | 3.2528 | 4.2004 | 3.124 | 5.2484 | 4.212 | 3.6446 | 4.8552 | 6.8808 | 5.9256 | 7.6998 | 3.909 | 3.8426 | 5.1076 | 4.1452 | 4.7542 | 8.565 | 4.5518 | 6.0412
1154 | 2.584 | 5.675 | 3.186 | 4.066 | 3.561 | 5.413 | 4.2997 | 4.886 | 4.509 | 8.599 | 5.224 | 6.52 | 5.828 | 12.136 | 7.156 | 8.95 | 5.3896 | 4.9948 | 8.2544 | 5.1892 | 6.8584 | 9.2628 | 10.5104 | 8.8894 | 7.194 | 6.8932 | 11.7442 | 6.0292 | 9.8164 | 4.8708 | 6.2066 | 4.8038 | 8.438 | 6.489 | 5.256 | 7.694 | 11.2792 | 9.6636 | 12.4836 | 6.0372 | 6.0182 | 8.4536 | 6.404 | 7.062 | 13.625 | 7.2504 | 10.1422 | 4.8404 | 4.509 | 7.522 | 4.6176 | 6.036 | 8.332 | 9.2416 | 7.8522 | 6.3272 | 6.0668 | 10.3312 | 5.3444 | 8.599 | 4.3972 | 5.5784 | 4.293 | 7.4536 | 5.809 | 4.8062 | 6.8506 | 9.9078 | 8.5208 | 11.0182 | 5.3918 | 5.353 | 7.373 | 5.6932 | 6.3866 | 12.0758 | 6.4366 | 8.8404 | 4.279 | 4.0052 | 6.6282 | 4.077 | 5.234 | 7.2956 | 8.1004 | 6.8446 | 5.6064 | 5.304 | 9.0164 | 4.678 | 7.44 | 3.924 | 5.0142 | 3.801 | 6.5076 | 5.1374 | 4.3344 | 5.9978 | 8.5968 | 7.3958 | 9.592 | 4.7712 | 4.7122 | 6.3874 | 5.0456 | 5.7112 | 10.5806 | 5.6336 | 7.6108 | 3.5162 | 3.3142 | 5.4356 | 3.3528 | 4.1936 | 5.928 | 6.5942 | 5.5368 | 4.6354 | 4.307 | 7.2998 | 3.8028 | 5.9634 | 3.2728 | 4.225 | 3.1424 | 5.276 | 4.2362 | 3.667 | 4.8794 | 6.9104 | 5.9526 | 7.734 | 3.933 | 3.865 | 5.135 | 4.1704 | 4.7804 | 8.605 | 4.576 | 6.0708
1155 | 2.594 | 5.69 | 3.198 | 4.081 | 3.5755 | 5.438 | 4.3155 | 4.904 | 4.524 | 8.624 | 5.241 | 6.54 | 5.843 | 12.168 | 7.175 | 8.975 | 5.4122 | 5.0168 | 8.2856 | 5.21 | 6.8862 | 9.2908 | 10.5462 | 8.9186 | 7.2212 | 6.9188 | 11.7802 | 6.0538 | 9.8496 | 4.8914 | 6.2312 | 4.823 | 8.4686 | 6.5142 | 5.278 | 7.7206 | 11.3128 | 9.6944 | 12.5204 | 6.0626 | 6.0422 | 8.4846 | 6.431 | 7.0888 | 13.6664 | 7.2792 | 10.1768 | 4.8606 | 4.5288 | 7.5502 | 4.6362 | 6.0598 | 8.357 | 9.2732 | 7.8782 | 6.3514 | 6.0894 | 10.3632 | 5.3664 | 8.6278 | 4.4158 | 5.6008 | 4.3102 | 7.4806 | 5.8318 | 4.8264 | 6.8742 | 9.9372 | 8.548 | 11.0512 | 5.4144 | 5.3742 | 7.4002 | 5.7172 | 6.4108 | 12.1128 | 6.4616 | 8.8706 | 4.297 | 4.0228 | 6.6532 | 4.0934 | 5.2544 | 7.3174 | 8.1284 | 6.8672 | 5.6278 | 5.324 | 9.0446 | 4.6972 | 7.465 | 3.9406 | 5.0342 | 3.8162 | 6.5312 | 5.1576 | 4.3528 | 6.0184 | 8.6222 | 7.4192 | 9.621 | 4.7914 | 4.7308 | 6.4108 | 5.0668 | 5.733 | 10.6138 | 5.6548 | 7.6368 | 3.531 | 3.3288 | 5.4562 | 3.3664 | 4.2094 | 5.9458 | 6.6172 | 5.5552 | 4.6534 | 4.3234 | 7.3228 | 3.8186 | 5.9834 | 3.2868 | 4.2418 | 3.1552 | 5.2952 | 4.253 | 3.6824 | 4.8962 | 6.9308 | 5.9712 | 7.7576 | 3.9496 | 3.8804 | 5.1538 | 4.1878 | 4.7986 | 8.6328 | 4.5926 | 6.0914
1156 | 2.6016 | 5.7013 | 3.2066 | 4.0914 | 3.59 | 5.455 | 4.327 | 4.917 | 4.538 | 8.646 | 5.2558 | 6.556 | 5.8554 | 12.192 | 7.193 | 8.9932 | 5.4307 | 5.0343 | 8.3115 | 5.228 | 6.9103 | 9.3195 | 10.5775 | 8.9483 | 7.2457 | 6.9401 | 11.8159 | 6.0738 | 9.8811 | 4.9099 | 6.2537 | 4.8398 | 8.4967 | 6.5381 | 5.2985 | 7.7456 | 11.3443 | 9.7247 | 12.5492 | 6.0825 | 6.0637 | 8.5138 | 6.4498 | 7.1136 | 13.6988 | 7.3037 | 10.2089 | 4.8772 | 4.5447 | 7.5737 | 4.6522 | 6.0806 | 8.3829 | 9.3011 | 7.9045 | 6.3731 | 6.1083 | 10.3948 | 5.3841 | 8.6553 | 4.4325 | 5.6211 | 4.3253 | 7.5055 | 5.8532 | 4.8451 | 6.8964 | 9.9647 | 8.5745 | 11.0769 | 5.4323 | 5.3934 | 7.4257 | 5.7339 | 6.4332 | 12.1422 | 6.4827 | 8.8985 | 4.3117 | 4.0369 | 6.6739 | 4.1075 | 5.2721 | 7.3401 | 8.1529 | 6.8902 | 5.6471 | 5.3405 | 9.0723 | 4.7127 | 7.4887 | 3.9555 | 5.0525 | 3.8297 | 6.5529 | 5.1766 | 4.3697 | 6.0378 | 8.646 | 7.4421 | 9.6436 | 4.8073 | 4.7477 | 6.4329 | 5.0816 | 5.7531 | 10.6401 | 5.6729 | 7.6607 | 3.5431 | 3.3405 | 5.4733 | 3.3781 | 4.2232 | 5.9642 | 6.6374 | 5.5739 | 4.6694 | 4.337 | 7.3455 | 3.8313 | 6.0024 | 3.2993 | 4.2573 | 3.1665 | 5.3128 | 4.2687 | 3.6968 | 4.9119 | 6.9499 | 5.9895 | 7.7761 | 3.9627 | 3.8943 | 5.1715 | 4.2 | 4.8155 | 8.6547 | 4.6069 | 6.1103
1157 | 2.6092 | 5.7125 | 3.2152 | 4.1018 | 3.601 | 5.472 | 4.3384 | 4.93 | 4.552 | 8.665 | 5.2706 | 6.572 | 5.8678 | 12.217 | 7.211 | 9.0114 | 5.4491 | 5.0517 | 8.3373 | 5.246 | 6.9345 | 9.3483 | 10.6089 | 8.9781 | 7.2703 | 6.9615 | 11.8515 | 6.0938 | 9.9127 | 4.9283 | 6.2763 | 4.8566 | 8.5249 | 6.5619 | 5.3189 | 7.7706 | 11.3757 | 9.7549 | 12.578 | 6.1025 | 6.0853 | 8.543 | 6.4686 | 7.1384 | 13.7312 | 7.3283 | 10.2411 | 4.8938 | 4.5605 | 7.5971 | 4.6682 | 6.1014 | 8.4087 | 9.3289 | 7.9307 | 6.3947 | 6.1271 | 10.4264 | 5.4019 | 8.6829 | 4.4493 | 5.6415 | 4.3405 | 7.5305 | 5.8746 | 4.8639 | 6.9186 | 9.9923 | 8.6009 | 11.1025 | 5.4503 | 5.4126 | 7.4511 | 5.7507 | 6.4556 | 12.1716 | 6.5039 | 8.9263 | 4.3263 | 4.0511 | 6.6947 | 4.1217 | 5.2897 | 7.3627 | 8.1775 | 6.9132 | 5.6665 | 5.3571 | 9.1001 | 4.7283 | 7.5125 | 3.9705 | 5.0709 | 3.8431 | 6.5747 | 5.1956 | 4.3867 | 6.0572 | 8.6698 | 7.4649 | 9.6662 | 4.8231 | 4.7647 | 6.4549 | 5.0964 | 5.7731 | 10.6663 | 5.6909 | 7.6845 | 3.5553 | 3.3523 | 5.4905 | 3.3899 | 4.237 | 5.9826 | 6.6576 | 5.5925 | 4.6854 | 4.3506 | 7.3681 | 3.8439 | 6.0214 | 3.3119 | 4.2729 | 3.1777 | 5.3304 | 4.2845 | 3.7112 | 4.9277 | 6.9689 | 6.0079 | 7.7947 | 3.9757 | 3.9081 | 5.1891 | 4.2122 | 4.8323 | 8.6767 | 4.6211 | 6.1293
1158 | 2.6168 | 5.722 | 3.2238 | 4.1122 | 3.612 | 5.492 | 4.3498 | 4.943 | 4.566 | 8.682 | 5.2854 | 6.588 | 5.8802 | 12.241 | 7.229 | 9.0296 | 5.4676 | 5.0692 | 8.3632 | 5.264 | 6.9586 | 9.377 | 10.6402 | 9.0078 | 7.2948 | 6.9828 | 11.8872 | 6.1138 | 9.9442 | 4.9468 | 6.2988 | 4.8734 | 8.553 | 6.5858 | 5.3394 | 7.7956 | 11.4072 | 9.7852 | 12.6068 | 6.1224 | 6.1068 | 8.5722 | 6.4874 | 7.1632 | 13.7636 | 7.3528 | 10.2732 | 4.9104 | 4.5764 | 7.6206 | 4.6842 | 6.1222 | 8.4346 | 9.3568 | 7.957 | 6.4164 | 6.146 | 10.458 | 5.4196 | 8.7104 | 4.466 | 5.6618 | 4.3556 | 7.5554 | 5.896 | 4.8826 | 6.9408 | 10.0198 | 8.6274 | 11.1282 | 5.4682 | 5.4318 | 7.4766 | 5.7674 | 6.478 | 12.201 | 6.525 | 8.9542 | 4.341 | 4.0652 | 6.7154 | 4.1358 | 5.3074 | 7.3854 | 8.202 | 6.9362 | 5.6858 | 5.3736 | 9.1278 | 4.7438 | 7.5362 | 3.9854 | 5.0892 | 3.8566 | 6.5964 | 5.2146 | 4.4036 | 6.0766 | 8.6936 | 7.4878 | 9.6888 | 4.839 | 4.7816 | 6.477 | 5.1112 | 5.7932 | 10.6926 | 5.709 | 7.7084 | 3.5674 | 3.364 | 5.5076 | 3.4016 | 4.2508 | 6.001 | 6.6778 | 5.6112 | 4.7014 | 4.3642 | 7.3908 | 3.8566 | 6.0404 | 3.3244 | 4.2884 | 3.189 | 5.348 | 4.3002 | 3.7256 | 4.9434 | 6.988 | 6.0262 | 7.8132 | 3.9888 | 3.922 | 5.2068 | 4.2244 | 4.8492 | 8.6986 | 4.6354 | 6.1482
1159 | 2.6244 | 5.7318 | 3.2324 | 4.1226 | 3.6165 | 5.504 | 4.3613 | 4.956 | 4.58 | 8.698 | 5.3002 | 6.604 | 5.8926 | 12.26 | 7.247 | 9.0478 | 5.4856 | 5.0864 | 8.387 | 5.2821 | 6.9803 | 9.4036 | 10.6702 | 9.0369 | 7.318 | 7.0031 | 11.9216 | 6.1331 | 9.9768 | 4.963 | 6.32 | 4.8894 | 8.5812 | 6.6085 | 5.357 | 7.8191 | 11.4393 | 9.8153 | 12.6372 | 6.1412 | 6.1298 | 8.6033 | 6.5047 | 7.1878 | 13.7961 | 7.374 | 10.3074 | 4.9266 | 4.592 | 7.6423 | 4.7004 | 6.1409 | 8.4586 | 9.3835 | 7.9829 | 6.437 | 6.1639 | 10.4886 | 5.4367 | 8.7389 | 4.4806 | 5.6808 | 4.3699 | 7.5803 | 5.9165 | 4.8987 | 6.9617 | 10.0479 | 8.6539 | 11.1554 | 5.4851 | 5.4523 | 7.5036 | 5.7828 | 6.5003 | 12.2305 | 6.5433 | 8.9839 | 4.3554 | 4.0791 | 6.7346 | 4.1501 | 5.3233 | 7.4064 | 8.2255 | 6.9588 | 5.7041 | 5.3894 | 9.1546 | 4.7588 | 7.5608 | 3.9984 | 5.1063 | 3.8694 | 6.6181 | 5.2327 | 4.4181 | 6.0949 | 8.7179 | 7.5106 | 9.7127 | 4.8539 | 4.7997 | 6.5004 | 5.1248 | 5.8131 | 10.7189 | 5.7246 | 7.7338 | 3.5793 | 3.3756 | 5.5235 | 3.4134 | 4.2632 | 6.0181 | 6.6971 | 5.6295 | 4.7166 | 4.3772 | 7.4127 | 3.8689 | 6.0601 | 3.3353 | 4.3028 | 3.1997 | 5.3656 | 4.3153 | 3.738 | 4.9582 | 7.0075 | 6.0444 | 7.8327 | 4.0011 | 3.9368 | 5.2256 | 4.2356 | 4.8659 | 8.7206 | 4.6477 | 6.1683
1160 | 2.632 | 5.7413 | 3.241 | 4.133 | 3.621 | 5.52 | 4.3727 | 4.969 | 4.594 | 8.716 | 5.315 | 6.62 | 5.905 | 12.277 | 7.265 | 9.066 | 5.5037 | 5.1037 | 8.4109 | 5.3002 | 7.0021 | 9.4302 | 10.7001 | 9.0659 | 7.3413 | 7.0233 | 11.9559 | 6.1523 | 10.0093 | 4.9791 | 6.3411 | 4.9053 | 8.6094 | 6.6312 | 5.3745 | 7.8425 | 11.4713 | 9.8453 | 12.6677 | 6.16 | 6.1528 | 8.6344 | 6.5219 | 7.2124 | 13.8287 | 7.3951 | 10.3416 | 4.9429 | 4.6077 | 7.6639 | 4.7166 | 6.1595 | 8.4827 | 9.4102 | 8.0087 | 6.4575 | 6.1819 | 10.5192 | 5.4538 | 8.7675 | 4.4951 | 5.6999 | 4.3843 | 7.6052 | 5.9369 | 4.9147 | 6.9826 | 10.0759 | 8.6803 | 11.1826 | 5.502 | 5.4728 | 7.5307 | 5.7983 | 6.5225 | 12.2599 | 6.5617 | 9.0135 | 4.3698 | 4.093 | 6.7538 | 4.1645 | 5.3391 | 7.4274 | 8.2491 | 6.9814 | 5.7223 | 5.4052 | 9.1815 | 4.7739 | 7.5855 | 4.0115 | 5.1235 | 3.8821 | 6.6398 | 5.2509 | 4.4327 | 6.1131 | 8.7422 | 7.5335 | 9.7367 | 4.8689 | 4.8177 | 6.5237 | 5.1385 | 5.8331 | 10.7452 | 5.7403 | 7.7592 | 3.5911 | 3.3872 | 5.5393 | 3.4252 | 4.2756 | 6.0351 | 6.7165 | 5.6478 | 4.7317 | 4.3901 | 7.4347 | 3.8811 | 6.0798 | 3.3463 | 4.3173 | 3.2103 | 5.3832 | 4.3303 | 3.7503 | 4.9731 | 7.027 | 6.0627 | 7.8523 | 4.0135 | 3.9517 | 5.2443 | 4.2469 | 4.8827 | 8.7426 | 4.6599 | 6.1885
1161 | 2.6372 | 5.7485 | 3.2469 | 4.1396 | 3.6333 | 5.534 | 4.3798 | 4.977 | 4.6035 | 8.729 | 5.3261 | 6.631 | 5.9168 | 12.296 | 7.2791 | 9.0822 | 5.5217 | 5.1209 | 8.4347 | 5.3183 | 7.0238 | 9.4568 | 10.7301 | 9.095 | 7.3645 | 7.0436 | 11.9903 | 6.1716 | 10.0419 | 4.9953 | 6.3623 | 4.9213 | 8.6376 | 6.6539 | 5.3921 | 7.866 | 11.5034 | 9.8754 | 12.6981 | 6.1788 | 6.1758 | 8.6655 | 6.5392 | 7.237 | 13.8612 | 7.4163 | 10.3758 | 4.9591 | 4.6233 | 7.6856 | 4.7328 | 6.1782 | 8.5067 | 9.4369 | 8.0346 | 6.4781 | 6.1998 | 10.5498 | 5.4709 | 8.796 | 4.5097 | 5.7189 | 4.3986 | 7.6301 | 5.9574 | 4.9308 | 7.0035 | 10.104 | 8.7068 | 11.2098 | 5.5189 | 5.4933 | 7.5577 | 5.8137 | 6.5448 | 12.2894 | 6.58 | 9.0432 | 4.3842 | 4.1069 | 6.773 | 4.1788 | 5.355 | 7.4484 | 8.2726 | 7.004 | 5.7406 | 5.421 | 9.2083 | 4.7889 | 7.6101 | 4.0245 | 5.1406 | 3.8949 | 6.6615 | 5.269 | 4.4472 | 6.1314 | 8.7665 | 7.5563 | 9.7606 | 4.8838 | 4.8358 | 6.5471 | 5.1521 | 5.853 | 10.7715 | 5.7559 | 7.7846 | 3.603 | 3.3988 | 5.5552 | 3.437 | 4.288 | 6.0522 | 6.7358 | 5.6661 | 4.7469 | 4.4031 | 7.4566 | 3.8934 | 6.0995 | 3.3572 | 4.3317 | 3.221 | 5.4008 | 4.3454 | 3.7627 | 4.9879 | 7.0465 | 6.0809 | 7.8718 | 4.0258 | 3.9665 | 5.2631 | 4.2581 | 4.8994 | 8.7646 | 4.6722 | 6.2086
1162 | 2.6424 | 5.7583 | 3.2528 | 4.1462 | 3.6457 | 5.55 | 4.3868 | 4.985 | 4.613 | 8.742 | 5.3372 | 6.642 | 5.9286 | 12.313 | 7.2932 | 9.0984 | 5.5397 | 5.1381 | 8.4585 | 5.3364 | 7.0455 | 9.4834 | 10.7601 | 9.1241 | 7.3877 | 7.0639 | 12.0247 | 6.1909 | 10.0745 | 5.0115 | 6.3835 | 4.9373 | 8.6658 | 6.6766 | 5.4097 | 7.8895 | 11.5355 | 9.9055 | 12.7285 | 6.1976 | 6.1988 | 8.6966 | 6.5565 | 7.2616 | 13.8937 | 7.4375 | 10.41 | 4.9753 | 4.6389 | 7.7073 | 4.749 | 6.1969 | 8.5307 | 9.4636 | 8.0605 | 6.4987 | 6.2177 | 10.5804 | 5.488 | 8.8245 | 4.5243 | 5.7379 | 4.4129 | 7.655 | 5.9779 | 4.9469 | 7.0244 | 10.1321 | 8.7333 | 11.237 | 5.5358 | 5.5138 | 7.5847 | 5.8291 | 6.5671 | 12.3189 | 6.5983 | 9.0729 | 4.3986 | 4.1208 | 6.7922 | 4.1931 | 5.3709 | 7.4694 | 8.2961 | 7.0266 | 5.7589 | 5.4368 | 9.2351 | 4.8039 | 7.6347 | 4.0375 | 5.1577 | 3.9077 | 6.6832 | 5.2871 | 4.4617 | 6.1497 | 8.7908 | 7.5791 | 9.7845 | 4.8987 | 4.8539 | 6.5705 | 5.1657 | 5.8729 | 10.7978 | 5.7715 | 7.81 | 3.6149 | 3.4104 | 5.5711 | 3.4488 | 4.3004 | 6.0693 | 6.7551 | 5.6844 | 4.7621 | 4.4161 | 7.4785 | 3.9057 | 6.1192 | 3.3681 | 4.3461 | 3.2317 | 5.4184 | 4.3605 | 3.7751 | 5.0027 | 7.066 | 6.0991 | 7.8913 | 4.0381 | 3.9813 | 5.2819 | 4.2693 | 4.9161 | 8.7866 | 4.6845 | 6.2287
1163 | 2.6476 | 5.765 | 3.2587 | 4.1528 | 3.658 | 5.562 | 4.3938 | 4.993 | 4.6225 | 8.755 | 5.3483 | 6.653 | 5.9404 | 12.33 | 7.3073 | 9.1146 | 5.5578 | 5.1554 | 8.4824 | 5.3545 | 7.0673 | 9.51 | 10.79 | 9.1531 | 7.411 | 7.0841 | 12.059 | 6.2101 | 10.107 | 5.0276 | 6.4046 | 4.9532 | 8.694 | 6.6993 | 5.4272 | 7.9129 | 11.5675 | 9.9355 | 12.759 | 6.2164 | 6.2218 | 8.7277 | 6.5737 | 7.2862 | 13.9263 | 7.4586 | 10.4442 | 4.9916 | 4.6546 | 7.7289 | 4.7652 | 6.2155 | 8.5548 | 9.4903 | 8.0863 | 6.5192 | 6.2357 | 10.611 | 5.5051 | 8.8531 | 4.5388 | 5.757 | 4.4273 | 7.6799 | 5.9983 | 4.9629 | 7.0453 | 10.1601 | 8.7597 | 11.2642 | 5.5527 | 5.5343 | 7.6118 | 5.8446 | 6.5893 | 12.3483 | 6.6167 | 9.1025 | 4.413 | 4.1347 | 6.8114 | 4.2075 | 5.3867 | 7.4904 | 8.3197 | 7.0492 | 5.7771 | 5.4526 | 9.262 | 4.819 | 7.6594 | 4.0506 | 5.1749 | 3.9204 | 6.7049 | 5.3053 | 4.4763 | 6.1679 | 8.8151 | 7.602 | 9.8085 | 4.9137 | 4.8719 | 6.5938 | 5.1794 | 5.8929 | 10.8241 | 5.7872 | 7.8354 | 3.6267 | 3.422 | 5.5869 | 3.4606 | 4.3128 | 6.0863 | 6.7745 | 5.7027 | 4.7772 | 4.429 | 7.5005 | 3.9179 | 6.1389 | 3.3791 | 4.3606 | 3.2423 | 5.436 | 4.3755 | 3.7874 | 5.0176 | 7.0855 | 6.1174 | 7.9109 | 4.0505 | 3.9962 | 5.3006 | 4.2806 | 4.9329 | 8.8086 | 4.6967 | 6.2489
1164 | 2.6528 | 5.772 | 3.2646 | 4.1594 | 3.667 | 5.576 | 4.4009 | 5.001 | 4.632 | 8.774 | 5.3594 | 6.664 | 5.9522 | 12.348 | 7.3214 | 9.1308 | 5.5758 | 5.1726 | 8.5062 | 5.3726 | 7.089 | 9.5366 | 10.82 | 9.1822 | 7.4342 | 7.1044 | 12.0934 | 6.2294 | 10.1396 | 5.0438 | 6.4258 | 4.9692 | 8.7222 | 6.722 | 5.4448 | 7.9364 | 11.5996 | 9.9656 | 12.7894 | 6.2352 | 6.2448 | 8.7588 | 6.591 | 7.3108 | 13.9588 | 7.4798 | 10.4784 | 5.0078 | 4.6702 | 7.7506 | 4.7814 | 6.2342 | 8.5788 | 9.517 | 8.1122 | 6.5398 | 6.2536 | 10.6416 | 5.5222 | 8.8816 | 4.5534 | 5.776 | 4.4416 | 7.7048 | 6.0188 | 4.979 | 7.0662 | 10.1882 | 8.7862 | 11.2914 | 5.5696 | 5.5548 | 7.6388 | 5.86 | 6.6116 | 12.3778 | 6.635 | 9.1322 | 4.4274 | 4.1486 | 6.8306 | 4.2218 | 5.4026 | 7.5114 | 8.3432 | 7.0718 | 5.7954 | 5.4684 | 9.2888 | 4.834 | 7.684 | 4.0636 | 5.192 | 3.9332 | 6.7266 | 5.3234 | 4.4908 | 6.1862 | 8.8394 | 7.6248 | 9.8324 | 4.9286 | 4.89 | 6.6172 | 5.193 | 5.9128 | 10.8504 | 5.8028 | 7.8608 | 3.6386 | 3.4336 | 5.6028 | 3.4724 | 4.3252 | 6.1034 | 6.7938 | 5.721 | 4.7924 | 4.442 | 7.5224 | 3.9302 | 6.1586 | 3.39 | 4.375 | 3.253 | 5.4536 | 4.3906 | 3.7998 | 5.0324 | 7.105 | 6.1356 | 7.9304 | 4.0628 | 4.011 | 5.3194 | 4.2918 | 4.9496 | 8.8306 | 4.709 | 6.269
1165 | 2.658 | 5.7798 | 3.2705 | 4.166 | 3.676 | 5.589 | 4.4079 | 5.009 | 4.6415 | 8.783 | 5.3705 | 6.675 | 5.964 | 12.364 | 7.3355 | 9.147 | 5.5865 | 5.1821 | 8.5238 | 5.3834 | 7.1013 | 9.5534 | 10.8424 | 9.1994 | 7.4495 | 7.1185 | 12.1189 | 6.2416 | 10.1618 | 5.0537 | 6.4391 | 4.9791 | 8.7406 | 6.7352 | 5.4558 | 7.9512 | 11.6229 | 9.9847 | 12.8123 | 6.2469 | 6.2571 | 8.7772 | 6.6037 | 7.3259 | 13.9857 | 7.492 | 10.5014 | 5.0175 | 4.6789 | 7.7667 | 4.7911 | 6.2453 | 8.5939 | 9.5368 | 8.1274 | 6.5534 | 6.266 | 10.6641 | 5.533 | 8.9009 | 4.5624 | 5.788 | 4.4505 | 7.721 | 6.0308 | 4.9891 | 7.0795 | 10.2087 | 8.8032 | 11.312 | 5.5801 | 5.5658 | 7.655 | 5.8713 | 6.6253 | 12.4022 | 6.6461 | 9.1524 | 4.436 | 4.1564 | 6.8448 | 4.2304 | 5.4124 | 7.5248 | 8.3607 | 7.0852 | 5.8075 | 5.4792 | 9.3084 | 4.8435 | 7.7006 | 4.0717 | 5.2028 | 3.9412 | 6.7408 | 5.3341 | 4.4999 | 6.1979 | 8.8571 | 7.6396 | 9.8507 | 4.9379 | 4.8997 | 6.6313 | 5.203 | 5.9251 | 10.8721 | 5.8127 | 7.8783 | 3.6457 | 3.4401 | 5.6146 | 3.4795 | 4.3334 | 6.1144 | 6.8081 | 5.7319 | 4.8025 | 4.4508 | 7.5384 | 3.9379 | 6.1719 | 3.3968 | 4.3842 | 3.2597 | 5.4652 | 4.3995 | 3.8076 | 5.0421 | 7.1192 | 6.1476 | 7.9455 | 4.0705 | 4.019 | 5.3309 | 4.3001 | 4.96 | 8.8487 | 4.7173 | 6.283
1166 | 2.6632 | 5.7867 | 3.2764 | 4.1726 | 3.684 | 5.6 | 4.415 | 5.017 | 4.651 | 8.795 | 5.3816 | 6.686 | 5.9758 | 12.38 | 7.3496 | 9.1632 | 5.5972 | 5.1916 | 8.5414 | 5.3943 | 7.1135 | 9.5701 | 10.8648 | 9.2165 | 7.4648 | 7.1327 | 12.1443 | 6.2537 | 10.1839 | 5.0637 | 6.4523 | 4.9889 | 8.759 | 6.7485 | 5.4668 | 7.9661 | 11.6462 | 10.0039 | 12.8352 | 6.2585 | 6.2694 | 8.7956 | 6.6163 | 7.3409 | 14.0126 | 7.5042 | 10.5244 | 5.0271 | 4.6876 | 7.7827 | 4.8008 | 6.2563 | 8.6091 | 9.5566 | 8.1427 | 6.5669 | 6.2783 | 10.6865 | 5.5438 | 8.9202 | 4.5715 | 5.8 | 4.4594 | 7.7373 | 6.0428 | 4.9992 | 7.0928 | 10.2291 | 8.8203 | 11.3327 | 5.5905 | 5.5768 | 7.6712 | 5.8825 | 6.6389 | 12.4265 | 6.6571 | 9.1726 | 4.4445 | 4.1642 | 6.8591 | 4.2389 | 5.4223 | 7.5381 | 8.3781 | 7.0985 | 5.8196 | 5.49 | 9.3281 | 4.8529 | 7.7173 | 4.0798 | 5.2137 | 3.9491 | 6.755 | 5.3448 | 4.5091 | 6.2097 | 8.8749 | 7.6545 | 9.869 | 4.9472 | 4.9094 | 6.6455 | 5.213 | 5.9374 | 10.8939 | 5.8226 | 7.8957 | 3.6528 | 3.4467 | 5.6264 | 3.4865 | 4.3415 | 6.1254 | 6.8225 | 5.7429 | 4.8127 | 4.4596 | 7.5544 | 3.9457 | 6.1851 | 3.4037 | 4.3935 | 3.2663 | 5.4768 | 4.4085 | 3.8154 | 5.0518 | 7.1335 | 6.1596 | 7.9607 | 4.0783 | 4.0271 | 5.3424 | 4.3084 | 4.9704 | 8.8668 | 4.7256 | 6.297
1167 | 2.6684 | 5.7925 | 3.2823 | 4.1792 | 3.692 | 5.61 | 4.422 | 5.025 | 4.6605 | 8.805 | 5.3927 | 6.697 | 5.9876 | 12.396 | 7.3637 | 9.1794 | 5.608 | 5.2011 | 8.5591 | 5.4051 | 7.1258 | 9.5869 | 10.8872 | 9.2337 | 7.4802 | 7.1468 | 12.1698 | 6.2659 | 10.2061 | 5.0736 | 6.4656 | 4.9988 | 8.7774 | 6.7618 | 5.4778 | 7.9809 | 11.6695 | 10.023 | 12.8581 | 6.2702 | 6.2817 | 8.814 | 6.629 | 7.356 | 14.0395 | 7.5164 | 10.5474 | 5.0368 | 4.6963 | 7.7988 | 4.8105 | 6.2674 | 8.6242 | 9.5764 | 8.158 | 6.5805 | 6.2907 | 10.709 | 5.5546 | 8.9395 | 4.5805 | 5.812 | 4.4683 | 7.7536 | 6.0548 | 5.0093 | 7.106 | 10.2495 | 8.8373 | 11.3533 | 5.601 | 5.5878 | 7.6873 | 5.8938 | 6.6526 | 12.4509 | 6.6682 | 9.1929 | 4.4531 | 4.1719 | 6.8733 | 4.2475 | 5.4321 | 7.5515 | 8.3955 | 7.1119 | 5.8318 | 5.5008 | 9.3477 | 4.8624 | 7.7339 | 4.0879 | 5.2245 | 3.9571 | 6.7693 | 5.3555 | 4.5183 | 6.2214 | 8.8926 | 7.6693 | 9.8874 | 4.9565 | 4.9191 | 6.6596 | 5.223 | 5.9497 | 10.9156 | 5.8326 | 7.9132 | 3.6599 | 3.4532 | 5.6382 | 3.4936 | 4.3496 | 6.1364 | 6.8368 | 5.7538 | 4.8228 | 4.4683 | 7.5704 | 3.9534 | 6.1984 | 3.4105 | 4.4027 | 3.273 | 5.4884 | 4.4174 | 3.8233 | 5.0616 | 7.1477 | 6.1717 | 7.9758 | 4.086 | 4.0351 | 5.3539 | 4.3167 | 4.9808 | 8.885 | 4.7339 | 6.311
1168 | 2.6736 | 5.8 | 3.2882 | 4.1858 | 3.6993 | 5.621 | 4.429 | 5.033 | 4.67 | 8.817 | 5.4038 | 6.708 | 5.9994 | 12.413 | 7.3778 | 9.1956 | 5.6187 | 5.2106 | 8.5767 | 5.416 | 7.1381 | 9.6037 | 10.9097 | 9.2509 | 7.4955 | 7.1609 | 12.1953 | 6.278 | 10.2283 | 5.0836 | 6.4789 | 5.0086 | 8.7958 | 6.775 | 5.4888 | 7.9957 | 11.6929 | 10.0421 | 12.8809 | 6.2819 | 6.294 | 8.8324 | 6.6417 | 7.3711 | 14.0664 | 7.5285 | 10.5704 | 5.0465 | 4.7049 | 7.8148 | 4.8201 | 6.2785 | 8.6393 | 9.5963 | 8.1732 | 6.5941 | 6.3031 | 10.7315 | 5.5654 | 8.9588 | 4.5895 | 5.824 | 4.4771 | 7.7698 | 6.0668 | 5.0194 | 7.1193 | 10.27 | 8.8543 | 11.3739 | 5.6114 | 5.5988 | 7.7035 | 5.9051 | 6.6663 | 12.4752 | 6.6793 | 9.2131 | 4.4617 | 4.1797 | 6.8875 | 4.2561 | 5.4419 | 7.5648 | 8.413 | 7.1253 | 5.8439 | 5.5115 | 9.3674 | 4.8718 | 7.7505 | 4.096 | 5.2354 | 3.9651 | 6.7835 | 5.3662 | 4.5274 | 6.2332 | 8.9103 | 7.6841 | 9.9057 | 4.9658 | 4.9288 | 6.6737 | 5.233 | 5.962 | 10.9373 | 5.8425 | 7.9307 | 3.667 | 3.4597 | 5.6499 | 3.5007 | 4.3578 | 6.1474 | 6.8511 | 5.7647 | 4.8329 | 4.4771 | 7.5864 | 3.9611 | 6.2117 | 3.4173 | 4.4119 | 3.2797 | 5.4999 | 4.4264 | 3.8311 | 5.0713 | 7.162 | 6.1837 | 7.9909 | 4.0937 | 4.0431 | 5.3654 | 4.325 | 4.9911 | 8.9031 | 4.7421 | 6.3249
1169 | 2.6788 | 5.8068 | 3.2941 | 4.1924 | 3.7067 | 5.623 | 4.4361 | 5.041 | 4.6795 | 8.834 | 5.4149 | 6.719 | 6.0112 | 12.428 | 7.3919 | 9.2118 | 5.6294 | 5.2201 | 8.5943 | 5.4269 | 7.1503 | 9.6204 | 10.9321 | 9.268 | 7.5108 | 7.1751 | 12.2207 | 6.2902 | 10.2504 | 5.0936 | 6.4921 | 5.0185 | 8.8142 | 6.7882 | 5.4998 | 8.0106 | 11.7162 | 10.0613 | 12.9038 | 6.2935 | 6.3063 | 8.8508 | 6.6543 | 7.3861 | 14.0933 | 7.5407 | 10.5934 | 5.0561 | 4.7136 | 7.8309 | 4.8298 | 6.2895 | 8.6545 | 9.6161 | 8.1884 | 6.6076 | 6.3154 | 10.7539 | 5.5762 | 8.9781 | 4.5986 | 5.836 | 4.486 | 7.786 | 6.0788 | 5.0295 | 7.1326 | 10.2904 | 8.8714 | 11.3946 | 5.6219 | 5.6098 | 7.7197 | 5.9163 | 6.6799 | 12.4995 | 6.6903 | 9.2333 | 4.4702 | 4.1875 | 6.9018 | 4.2646 | 5.4518 | 7.5782 | 8.4304 | 7.1386 | 5.856 | 5.5223 | 9.387 | 4.8812 | 7.7672 | 4.1041 | 5.2462 | 3.973 | 6.7977 | 5.3769 | 4.5366 | 6.2449 | 8.9281 | 7.699 | 9.924 | 4.9751 | 4.9385 | 6.6879 | 5.243 | 5.9743 | 10.9591 | 5.8524 | 7.9481 | 3.6741 | 3.4663 | 5.6617 | 3.5077 | 4.366 | 6.1584 | 6.8655 | 5.7757 | 4.8431 | 4.4859 | 7.6024 | 3.9689 | 6.2249 | 3.4242 | 4.4212 | 3.2863 | 5.5115 | 4.4353 | 3.8389 | 5.081 | 7.1762 | 6.1957 | 8.0061 | 4.1015 | 4.0512 | 5.3769 | 4.3333 | 5.0015 | 8.9212 | 4.7504 | 6.3389
1170 | 2.684 | 5.807 | 3.3 | 4.199 | 3.714 | 5.644 | 4.4431 | 5.049 | 4.689 | 8.84 | 5.426 | 6.73 | 6.023 | 12.444 | 7.406 | 9.228 | 5.6401 | 5.2296 | 8.6119 | 5.4377 | 7.1626 | 9.6372 | 10.9545 | 9.2852 | 7.5261 | 7.1892 | 12.2462 | 6.3023 | 10.2726 | 5.1035 | 6.5054 | 5.0283 | 8.8326 | 6.8015 | 5.5108 | 8.0254 | 11.7395 | 10.0804 | 12.9267 | 6.3052 | 6.3186 | 8.8692 | 6.667 | 7.4012 | 14.1202 | 7.5529 | 10.6164 | 5.0658 | 4.7223 | 7.8469 | 4.8395 | 6.3006 | 8.6696 | 9.6359 | 8.2037 | 6.6212 | 6.3278 | 10.7764 | 5.587 | 8.9974 | 4.6076 | 5.848 | 4.4949 | 7.8023 | 6.0908 | 5.0396 | 7.1459 | 10.3109 | 8.8884 | 11.4152 | 5.6323 | 5.6208 | 7.7359 | 5.9276 | 6.6936 | 12.5239 | 6.7014 | 9.2535 | 4.4788 | 4.1953 | 6.916 | 4.2732 | 5.4616 | 7.5915 | 8.4479 | 7.152 | 5.8681 | 5.5331 | 9.4067 | 4.8907 | 7.7838 | 4.1122 | 5.2571 | 3.981 | 6.8119 | 5.3876 | 4.5457 | 6.2567 | 8.9458 | 7.7138 | 9.9423 | 4.9844 | 4.9482 | 6.702 | 5.253 | 5.9866 | 10.9808 | 5.8623 | 7.9656 | 3.6812 | 3.4728 | 5.6735 | 3.5148 | 4.3741 | 6.1694 | 6.8798 | 5.7866 | 4.8532 | 4.4947 | 7.6184 | 3.9766 | 6.2382 | 3.431 | 4.4304 | 3.293 | 5.5231 | 4.4443 | 3.8467 | 5.0907 | 7.1905 | 6.2077 | 8.0212 | 4.1092 | 4.0592 | 5.3884 | 4.3416 | 5.0119 | 8.9393 | 4.7587 | 6.3529
1171 | 2.6875 | 5.8102 | 3.3047 | 4.2048 | 3.721 | 5.654 | 4.452 | 5.0591 | 4.6963 | 8.852 | 5.4352 | 6.74 | 6.033 | 12.46 | 7.418 | 9.2416 | 5.6508 | 5.2391 | 8.6295 | 5.4486 | 7.1749 | 9.654 | 10.9769 | 9.3024 | 7.5414 | 7.2033 | 12.2717 | 6.3145 | 10.2948 | 5.1135 | 6.5187 | 5.0381 | 8.851 | 6.8147 | 5.5218 | 8.0402 | 11.7628 | 10.0995 | 12.9496 | 6.3169 | 6.3309 | 8.8876 | 6.6797 | 7.4163 | 14.1471 | 7.5651 | 10.6394 | 5.0755 | 4.731 | 7.863 | 4.8492 | 6.3117 | 8.6847 | 9.6557 | 8.219 | 6.6348 | 6.3402 | 10.7989 | 5.5978 | 9.0167 | 4.6166 | 5.86 | 4.5038 | 7.8186 | 6.1028 | 5.0497 | 7.1592 | 10.3314 | 8.9054 | 11.4358 | 5.6428 | 5.6318 | 7.7521 | 5.9389 | 6.7073 | 12.5482 | 6.7125 | 9.2737 | 4.4874 | 4.2031 | 6.9302 | 4.2818 | 5.4714 | 7.6049 | 8.4653 | 7.1654 | 5.8802 | 5.5439 | 9.4263 | 4.9002 | 7.8004 | 4.1203 | 5.268 | 3.989 | 6.8261 | 5.3983 | 4.5549 | 6.2684 | 8.9635 | 7.7286 | 9.9606 | 4.9937 | 4.9579 | 6.7161 | 5.263 | 5.9989 | 11.0025 | 5.8722 | 7.9831 | 3.6883 | 3.4793 | 5.6853 | 3.5219 | 4.3822 | 6.1804 | 6.8941 | 5.7975 | 4.8633 | 4.5035 | 7.6344 | 3.9843 | 6.2515 | 3.4378 | 4.4396 | 3.2997 | 5.5347 | 4.4532 | 3.8545 | 5.1004 | 7.2048 | 6.2197 | 8.0363 | 4.1169 | 4.0672 | 5.3999 | 4.3499 | 5.0223 | 8.9574 | 4.767 | 6.3669
1172 | 2.691 | 5.8133 | 3.3094 | 4.2106 | 3.728 | 5.663 | 4.4609 | 5.0692 | 4.7036 | 8.863 | 5.4444 | 6.75 | 6.043 | 12.477 | 7.43 | 9.2552 | 5.6615 | 5.2486 | 8.6471 | 5.4594 | 7.1871 | 9.6707 | 10.9993 | 9.3195 | 7.5567 | 7.2175 | 12.2971 | 6.3266 | 10.3169 | 5.1234 | 6.5319 | 5.048 | 8.8694 | 6.828 | 5.5328 | 8.0551 | 11.7861 | 10.1187 | 12.9725 | 6.3285 | 6.3432 | 8.906 | 6.6923 | 7.4313 | 14.174 | 7.5773 | 10.6624 | 5.0851 | 4.7397 | 7.879 | 4.8589 | 6.3227 | 8.6999 | 9.6755 | 8.2342 | 6.6483 | 6.3525 | 10.8213 | 5.6086 | 9.036 | 4.6257 | 5.872 | 4.5127 | 7.8348 | 6.1148 | 5.0598 | 7.1725 | 10.3518 | 8.9225 | 11.4565 | 5.6532 | 5.6428 | 7.7683 | 5.9501 | 6.7209 | 12.5726 | 6.7235 | 9.2939 | 4.4959 | 4.2109 | 6.9445 | 4.2903 | 5.4813 | 7.6182 | 8.4828 | 7.1787 | 5.8923 | 5.5547 | 9.446 | 4.9096 | 7.8171 | 4.1284 | 5.2788 | 3.9969 | 6.8403 | 5.409 | 4.564 | 6.2802 | 8.9813 | 7.7435 | 9.9789 | 5.003 | 4.9676 | 6.7303 | 5.273 | 6.0112 | 11.0243 | 5.8821 | 8.0005 | 3.6954 | 3.4859 | 5.6971 | 3.5289 | 4.3904 | 6.1914 | 6.9085 | 5.8085 | 4.8735 | 4.5123 | 7.6504 | 3.9921 | 6.2647 | 3.4447 | 4.4489 | 3.3063 | 5.5463 | 4.4622 | 3.8623 | 5.1101 | 7.219 | 6.2317 | 8.0515 | 4.1247 | 4.0753 | 5.4114 | 4.3582 | 5.0327 | 8.9755 | 4.7753 | 6.3809
1173 | 2.6945 | 5.823 | 3.3141 | 4.2164 | 3.735 | 5.672 | 4.4698 | 5.0793 | 4.7109 | 8.873 | 5.4536 | 6.76 | 6.053 | 12.492 | 7.442 | 9.2688 | 5.6723 | 5.2581 | 8.6648 | 5.4703 | 7.1994 | 9.6875 | 11.0217 | 9.3367 | 7.5721 | 7.2316 | 12.3226 | 6.3387 | 10.3391 | 5.1334 | 6.5452 | 5.0578 | 8.8878 | 6.8412 | 5.5438 | 8.0699 | 11.8094 | 10.1378 | 12.9954 | 6.3402 | 6.3555 | 8.9244 | 6.705 | 7.4464 | 14.2009 | 7.5894 | 10.6854 | 5.0948 | 4.7484 | 7.8951 | 4.8686 | 6.3338 | 8.715 | 9.6953 | 8.2495 | 6.6619 | 6.3649 | 10.8438 | 5.6194 | 9.0553 | 4.6347 | 5.884 | 4.5216 | 7.8511 | 6.1268 | 5.0699 | 7.1857 | 10.3722 | 8.9395 | 11.4771 | 5.6636 | 5.6538 | 7.7845 | 5.9614 | 6.7346 | 12.597 | 6.7346 | 9.3141 | 4.5045 | 4.2186 | 6.9587 | 4.2989 | 5.4911 | 7.6316 | 8.5002 | 7.1921 | 5.9045 | 5.5655 | 9.4656 | 4.9191 | 7.8337 | 4.1365 | 5.2896 | 4.0049 | 6.8546 | 5.4197 | 4.5732 | 6.292 | 8.999 | 7.7583 | 9.9973 | 5.0123 | 4.9773 | 6.7444 | 5.283 | 6.0235 | 11.046 | 5.8921 | 8.018 | 3.7025 | 3.4924 | 5.7088 | 3.536 | 4.3986 | 6.2024 | 6.9228 | 5.8194 | 4.8836 | 4.521 | 7.6664 | 3.9998 | 6.278 | 3.4515 | 4.4581 | 3.313 | 5.5579 | 4.4712 | 3.8702 | 5.1199 | 7.2332 | 6.2438 | 8.0666 | 4.1324 | 4.0833 | 5.4229 | 4.3665 | 5.043 | 8.9937 | 4.7835 | 6.3949
1174 | 2.698 | 5.8327 | 3.3188 | 4.2222 | 3.742 | 5.682 | 4.4787 | 5.0894 | 4.7182 | 8.884 | 5.4628 | 6.77 | 6.063 | 12.506 | 7.454 | 9.2824 | 5.683 | 5.2676 | 8.6824 | 5.4811 | 7.2117 | 9.7043 | 11.0442 | 9.3539 | 7.5874 | 7.2457 | 12.3481 | 6.3509 | 10.3613 | 5.1433 | 6.5585 | 5.0677 | 8.9062 | 6.8545 | 5.5548 | 8.0847 | 11.8328 | 10.1569 | 13.0182 | 6.3519 | 6.3678 | 8.9428 | 6.7177 | 7.4615 | 14.2278 | 7.6016 | 10.7084 | 5.1045 | 4.757 | 7.9111 | 4.8782 | 6.3449 | 8.7301 | 9.7152 | 8.2647 | 6.6755 | 6.3773 | 10.8663 | 5.6302 | 9.0746 | 4.6437 | 5.896 | 4.5304 | 7.8673 | 6.1388 | 5.08 | 7.199 | 10.3927 | 8.9565 | 11.4977 | 5.6741 | 5.6648 | 7.8006 | 5.9727 | 6.7483 | 12.6213 | 6.7457 | 9.3344 | 4.5131 | 4.2264 | 6.9729 | 4.3075 | 5.5009 | 7.6449 | 8.5177 | 7.2055 | 5.9166 | 5.5762 | 9.4853 | 4.9285 | 7.8503 | 4.1446 | 5.3005 | 4.0129 | 6.8688 | 5.4304 | 4.5823 | 6.3037 | 9.0167 | 7.7731 | 10.0156 | 5.0216 | 4.987 | 6.7585 | 5.293 | 6.0358 | 11.0677 | 5.902 | 8.0355 | 3.7096 | 3.4989 | 5.7206 | 3.5431 | 4.4067 | 6.2134 | 6.9371 | 5.8303 | 4.8937 | 4.5298 | 7.6824 | 4.0075 | 6.2913 | 3.4583 | 4.4673 | 3.3197 | 5.5694 | 4.4801 | 3.878 | 5.1296 | 7.2475 | 6.2558 | 8.0817 | 4.1401 | 4.0913 | 5.4344 | 4.3748 | 5.0534 | 9.0118 | 4.7918 | 6.4088
1175 | 2.7015 | 5.8423 | 3.3235 | 4.228 | 3.749 | 5.691 | 4.4876 | 5.0995 | 4.7255 | 8.894 | 5.472 | 6.78 | 6.073 | 12.521 | 7.466 | 9.296 | 5.6937 | 5.2771 | 8.7 | 5.492 | 7.2239 | 9.721 | 11.0666 | 9.371 | 7.6027 | 7.2599 | 12.3735 | 6.3631 | 10.3834 | 5.1532 | 6.5717 | 5.0775 | 8.9246 | 6.8678 | 5.5658 | 8.0996 | 11.8561 | 10.1761 | 13.0411 | 6.3635 | 6.3801 | 8.9612 | 6.7303 | 7.4765 | 14.2547 | 7.6138 | 10.7314 | 5.1141 | 4.7657 | 7.9272 | 4.8879 | 6.3559 | 8.7453 | 9.735 | 8.28 | 6.689 | 6.3896 | 10.8887 | 5.641 | 9.0939 | 4.6528 | 5.908 | 4.5393 | 7.8835 | 6.1508 | 5.0901 | 7.2123 | 10.4131 | 8.9736 | 11.5184 | 5.6846 | 5.6758 | 7.8168 | 5.9839 | 6.7619 | 12.6456 | 6.7567 | 9.3546 | 4.5216 | 4.2342 | 6.9872 | 4.316 | 5.5108 | 7.6583 | 8.5351 | 7.2188 | 5.9287 | 5.587 | 9.5049 | 4.938 | 7.867 | 4.1527 | 5.3113 | 4.0208 | 6.883 | 5.4411 | 4.5915 | 6.3154 | 9.0345 | 7.788 | 10.0339 | 5.0309 | 4.9967 | 6.7727 | 5.303 | 6.0481 | 11.0895 | 5.9119 | 8.0529 | 3.7167 | 3.5055 | 5.7324 | 3.5501 | 4.4148 | 6.2244 | 6.9515 | 5.8413 | 4.9039 | 4.5386 | 7.6984 | 4.0153 | 6.3045 | 3.4652 | 4.4766 | 3.3263 | 5.581 | 4.489 | 3.8858 | 5.1393 | 7.2618 | 6.2678 | 8.0969 | 4.1479 | 4.0994 | 5.4459 | 4.3831 | 5.0638 | 9.0299 | 4.8001 | 6.4228
1176 | 2.705 | 5.852 | 3.3282 | 4.2338 | 3.756 | 5.7 | 4.4964 | 5.1096 | 4.7328 | 8.904 | 5.4812 | 6.79 | 6.083 | 12.536 | 7.478 | 9.3096 | 5.7044 | 5.2866 | 8.7176 | 5.5028 | 7.2362 | 9.7378 | 11.089 | 9.3882 | 7.618 | 7.274 | 12.399 | 6.3752 | 10.4056 | 5.1632 | 6.585 | 5.0874 | 8.943 | 6.881 | 5.5768 | 8.1144 | 11.8794 | 10.1952 | 13.064 | 6.3752 | 6.3924 | 8.9796 | 6.743 | 7.4916 | 14.2816 | 7.626 | 10.7544 | 5.1238 | 4.7744 | 7.9432 | 4.8976 | 6.367 | 8.7604 | 9.7548 | 8.2952 | 6.7026 | 6.402 | 10.9112 | 5.6518 | 9.1132 | 4.6618 | 5.92 | 4.5482 | 7.8998 | 6.1628 | 5.1002 | 7.2256 | 10.4336 | 8.9906 | 11.539 | 5.695 | 5.6868 | 7.833 | 5.9952 | 6.7756 | 12.67 | 6.7678 | 9.3748 | 4.5302 | 4.242 | 7.0014 | 4.3246 | 5.5206 | 7.6716 | 8.5526 | 7.2322 | 5.9408 | 5.5978 | 9.5246 | 4.9474 | 7.8836 | 4.1608 | 5.3222 | 4.0288 | 6.8972 | 5.4518 | 4.6006 | 6.3272 | 9.0522 | 7.8028 | 10.0522 | 5.0402 | 5.0064 | 6.7868 | 5.313 | 6.0604 | 11.1112 | 5.9218 | 8.0704 | 3.7238 | 3.512 | 5.7442 | 3.5572 | 4.423 | 6.2354 | 6.9658 | 5.8522 | 4.914 | 4.5474 | 7.7144 | 4.023 | 6.3178 | 3.472 | 4.4858 | 3.333 | 5.5926 | 4.498 | 3.8936 | 5.149 | 7.276 | 6.2798 | 8.112 | 4.1556 | 4.1074 | 5.4574 | 4.3914 | 5.0742 | 9.048 | 4.8084 | 6.4368
1177 | 2.7085 | 5.856 | 3.3329 | 4.2396 | 3.763 | 5.709 | 4.5053 | 5.1197 | 4.7401 | 8.913 | 5.4904 | 6.8 | 6.093 | 12.55 | 7.49 | 9.3232 | 5.7129 | 5.2944 | 8.7315 | 5.5112 | 7.2462 | 9.7507 | 11.1069 | 9.4014 | 7.6299 | 7.2848 | 12.4193 | 6.3847 | 10.4227 | 5.1711 | 6.5953 | 5.0951 | 8.9571 | 6.8915 | 5.5856 | 8.126 | 11.898 | 10.21 | 13.0836 | 6.3844 | 6.4021 | 8.9936 | 6.7526 | 7.5033 | 14.3044 | 7.6361 | 10.7718 | 5.1315 | 4.7814 | 7.9559 | 4.9051 | 6.3759 | 8.772 | 9.7706 | 8.3069 | 6.7131 | 6.4115 | 10.929 | 5.6602 | 9.128 | 4.669 | 5.9293 | 4.5552 | 7.9123 | 6.1722 | 5.1082 | 7.236 | 10.4499 | 9.0038 | 11.5566 | 5.7033 | 5.6954 | 7.8453 | 6.0038 | 6.7862 | 12.6905 | 6.777 | 9.3901 | 4.537 | 4.2483 | 7.0126 | 4.3312 | 5.5285 | 7.6819 | 8.5665 | 7.2425 | 5.9502 | 5.606 | 9.5402 | 4.9548 | 7.8964 | 4.1672 | 5.3306 | 4.035 | 6.9081 | 5.4602 | 4.6079 | 6.3364 | 9.0664 | 7.8143 | 10.0678 | 5.0476 | 5.014 | 6.7975 | 5.3206 | 6.0699 | 11.1295 | 5.93 | 8.0836 | 3.7294 | 3.5173 | 5.7535 | 3.5627 | 4.4295 | 6.2439 | 6.9772 | 5.8606 | 4.9218 | 4.5541 | 7.7271 | 4.029 | 6.328 | 3.4774 | 4.493 | 3.3382 | 5.6015 | 4.505 | 3.8998 | 5.1566 | 7.2874 | 6.2891 | 8.1249 | 4.1617 | 4.1137 | 5.4661 | 4.3977 | 5.0822 | 9.0631 | 4.8152 | 6.4474
1178 | 2.712 | 5.86 | 3.3376 | 4.2454 | 3.77 | 5.719 | 4.5142 | 5.1298 | 4.7474 | 8.922 | 5.4996 | 6.81 | 6.103 | 12.563 | 7.502 | 9.3368 | 5.7214 | 5.3021 | 8.7454 | 5.5196 | 7.2561 | 9.7637 | 11.1248 | 9.4146 | 7.6417 | 7.2956 | 12.4395 | 6.3942 | 10.4397 | 5.179 | 6.6056 | 5.1029 | 8.9712 | 6.9019 | 5.5943 | 8.1376 | 11.9166 | 10.2248 | 13.1032 | 6.3937 | 6.4117 | 9.0076 | 6.7622 | 7.5149 | 14.3272 | 7.6463 | 10.7892 | 5.1391 | 4.7885 | 7.9686 | 4.9126 | 6.3848 | 8.7837 | 9.7863 | 8.3187 | 6.7236 | 6.4209 | 10.9469 | 5.6686 | 9.1429 | 4.6761 | 5.9386 | 4.5621 | 7.9247 | 6.1817 | 5.1163 | 7.2464 | 10.4663 | 9.0169 | 11.5743 | 5.7116 | 5.704 | 7.8576 | 6.0123 | 6.7968 | 12.711 | 6.7861 | 9.4054 | 4.5438 | 4.2546 | 7.0239 | 4.3379 | 5.5364 | 7.6921 | 8.5804 | 7.2527 | 5.9595 | 5.6143 | 9.5558 | 4.9622 | 7.9092 | 4.1736 | 5.3391 | 4.0412 | 6.919 | 5.4686 | 4.6152 | 6.3456 | 9.0806 | 7.8258 | 10.0834 | 5.055 | 5.0216 | 6.8083 | 5.3282 | 6.0794 | 11.1477 | 5.9381 | 8.0968 | 3.735 | 3.5226 | 5.7628 | 3.5682 | 4.436 | 6.2523 | 6.9886 | 5.869 | 4.9296 | 4.5608 | 7.7397 | 4.0351 | 6.3382 | 3.4828 | 4.5001 | 3.3434 | 5.6104 | 4.512 | 3.906 | 5.1642 | 7.2988 | 6.2984 | 8.1377 | 4.1679 | 4.1199 | 5.4748 | 4.404 | 5.0903 | 9.0783 | 4.822 | 6.4579
1179 | 2.7155 | 5.8653 | 3.3423 | 4.2512 | 3.777 | 5.726 | 4.5231 | 5.1399 | 4.7547 | 8.932 | 5.5088 | 6.82 | 6.113 | 12.576 | 7.514 | 9.3504 | 5.73 | 5.3099 | 8.7593 | 5.528 | 7.2661 | 9.7766 | 11.1427 | 9.4278 | 7.6536 | 7.3064 | 12.4598 | 6.4037 | 10.4568 | 5.1868 | 6.6159 | 5.1106 | 8.9853 | 6.9124 | 5.6031 | 8.1493 | 11.9352 | 10.2396 | 13.1228 | 6.4029 | 6.4214 | 9.0216 | 6.7718 | 7.5266 | 14.35 | 7.6564 | 10.8066 | 5.1468 | 4.7955 | 7.9814 | 4.9201 | 6.3938 | 8.7954 | 9.8021 | 8.3304 | 6.734 | 6.4304 | 10.9647 | 5.6771 | 9.1578 | 4.6833 | 5.948 | 4.5691 | 7.9372 | 6.1911 | 5.1243 | 7.2569 | 10.4826 | 9.0301 | 11.5919 | 5.7199 | 5.7127 | 7.8699 | 6.0209 | 6.8074 | 12.7315 | 6.7953 | 9.4207 | 4.5506 | 4.2609 | 7.0352 | 4.3445 | 5.5443 | 7.7024 | 8.5942 | 7.263 | 5.9689 | 5.6225 | 9.5714 | 4.9696 | 7.922 | 4.18 | 5.3475 | 4.0474 | 6.93 | 5.477 | 4.6224 | 6.3548 | 9.0947 | 7.8372 | 10.0991 | 5.0623 | 5.0292 | 6.819 | 5.3358 | 6.0889 | 11.166 | 5.9463 | 8.1101 | 3.7407 | 3.5278 | 5.7721 | 3.5737 | 4.4425 | 6.2608 | 6.9999 | 5.8773 | 4.9375 | 4.5675 | 7.7524 | 4.0411 | 6.3485 | 3.4882 | 4.5072 | 3.3485 | 5.6193 | 4.5191 | 3.9122 | 5.1718 | 7.3102 | 6.3077 | 8.1506 | 4.174 | 4.1262 | 5.4836 | 4.4103 | 5.0983 | 9.0934 | 4.8288 | 6.4685
1180 | 2.719 | 5.8707 | 3.347 | 4.257 | 3.784 | 5.735 | 4.532 | 5.15 | 4.762 | 8.942 | 5.518 | 6.83 | 6.123 | 12.588 | 7.526 | 9.364 | 5.7385 | 5.3176 | 8.7731 | 5.5365 | 7.2761 | 9.7895 | 11.1605 | 9.441 | 7.6655 | 7.3172 | 12.4801 | 6.4131 | 10.4738 | 5.1947 | 6.6263 | 5.1183 | 8.9995 | 6.9229 | 5.6118 | 8.1609 | 11.9538 | 10.2544 | 13.1425 | 6.4121 | 6.431 | 9.0356 | 6.7814 | 7.5383 | 14.3727 | 7.6665 | 10.8241 | 5.1545 | 4.8025 | 7.9941 | 4.9276 | 6.4027 | 8.807 | 9.8179 | 8.3421 | 6.7445 | 6.4399 | 10.9825 | 5.6855 | 9.1726 | 4.6904 | 5.9573 | 4.576 | 7.9497 | 6.2005 | 5.1323 | 7.2673 | 10.499 | 9.0433 | 11.6095 | 5.7281 | 5.7213 | 7.8822 | 6.0295 | 6.8179 | 12.752 | 6.8045 | 9.436 | 4.5573 | 4.2672 | 7.0464 | 4.3511 | 5.5521 | 7.7127 | 8.6081 | 7.2733 | 5.9782 | 5.6307 | 9.587 | 4.977 | 7.9347 | 4.1865 | 5.3559 | 4.0536 | 6.9409 | 5.4854 | 4.6297 | 6.3639 | 9.1089 | 7.8487 | 10.1147 | 5.0697 | 5.0368 | 6.8297 | 5.3434 | 6.0984 | 11.1842 | 5.9545 | 8.1233 | 3.7463 | 3.5331 | 5.7814 | 3.5791 | 4.449 | 6.2692 | 7.0113 | 5.8857 | 4.9453 | 4.5742 | 7.7651 | 4.0471 | 6.3587 | 3.4936 | 4.5144 | 3.3537 | 5.6281 | 4.5261 | 3.9185 | 5.1793 | 7.3216 | 6.3169 | 8.1635 | 4.1801 | 4.1325 | 5.4923 | 4.4166 | 5.1063 | 9.1085 | 4.8357 | 6.4791
1181 | 2.7224 | 5.8781 | 3.3512 | 4.2626 | 3.7896 | 5.742 | 4.5382 | 5.157 | 4.7688 | 8.952 | 5.5258 | 6.84 | 6.1327 | 12.602 | 7.5369 | 9.3774 | 5.747 | 5.3254 | 8.787 | 5.5449 | 7.286 | 9.8025 | 11.1784 | 9.4542 | 7.6773 | 7.328 | 12.5003 | 6.4226 | 10.4909 | 5.2026 | 6.6366 | 5.1261 | 9.0136 | 6.9333 | 5.6206 | 8.1725 | 11.9724 | 10.2692 | 13.1621 | 6.4214 | 6.4406 | 9.0496 | 6.791 | 7.5499 | 14.3955 | 7.6767 | 10.8415 | 5.1621 | 4.8096 | 8.0068 | 4.9351 | 6.4116 | 8.8187 | 9.8336 | 8.3539 | 6.755 | 6.4493 | 11.0004 | 5.6939 | 9.1875 | 4.6976 | 5.9666 | 4.583 | 7.9621 | 6.21 | 5.1404 | 7.2777 | 10.5153 | 9.0564 | 11.6272 | 5.7364 | 5.7299 | 7.8945 | 6.038 | 6.8285 | 12.7725 | 6.8136 | 9.4513 | 4.5641 | 4.2735 | 7.0577 | 4.3578 | 5.56 | 7.7229 | 8.622 | 7.2835 | 5.9876 | 5.639 | 9.6026 | 4.9844 | 7.9475 | 4.1929 | 5.3644 | 4.0598 | 6.9518 | 5.4938 | 4.637 | 6.3731 | 9.1231 | 7.8602 | 10.1303 | 5.0771 | 5.0444 | 6.8405 | 5.351 | 6.1079 | 11.2025 | 5.9626 | 8.1365 | 3.7519 | 3.5384 | 5.7907 | 3.5846 | 4.4555 | 6.2777 | 7.0227 | 5.8941 | 4.9531 | 4.5809 | 7.7777 | 4.0532 | 6.3689 | 3.499 | 4.5216 | 3.3589 | 5.637 | 4.5331 | 3.9247 | 5.1869 | 7.333 | 6.3262 | 8.1763 | 4.1863 | 4.1387 | 5.501 | 4.4229 | 5.1144 | 9.1237 | 4.8425 | 6.4896
1182 | 2.7258 | 5.8855 | 3.3554 | 4.2682 | 3.7952 | 5.748 | 4.5443 | 5.164 | 4.7756 | 8.962 | 5.5336 | 6.85 | 6.1424 | 12.616 | 7.5478 | 9.3908 | 5.7555 | 5.3331 | 8.8009 | 5.5533 | 7.296 | 9.8154 | 11.1963 | 9.4674 | 7.6892 | 7.3388 | 12.5206 | 6.4321 | 10.5079 | 5.2105 | 6.6469 | 5.1338 | 9.0277 | 6.9438 | 5.6293 | 8.1841 | 11.991 | 10.284 | 13.1817 | 6.4306 | 6.4503 | 9.0636 | 6.8006 | 7.5616 | 14.4183 | 7.6868 | 10.8589 | 5.1698 | 4.8166 | 8.0195 | 4.9426 | 6.4205 | 8.8303 | 9.8494 | 8.3656 | 6.7655 | 6.4588 | 11.0182 | 5.7023 | 9.2023 | 4.7047 | 5.9759 | 4.5899 | 7.9746 | 6.2194 | 5.1484 | 7.2881 | 10.5317 | 9.0696 | 11.6448 | 5.7447 | 5.7385 | 7.9068 | 6.0466 | 6.8391 | 12.793 | 6.8228 | 9.4666 | 4.5709 | 4.2798 | 7.0689 | 4.3644 | 5.5679 | 7.7332 | 8.6359 | 7.2938 | 5.9969 | 5.6472 | 9.6182 | 4.9918 | 7.9603 | 4.1993 | 5.3728 | 4.066 | 6.9627 | 5.5022 | 4.6443 | 6.3823 | 9.1373 | 7.8717 | 10.1459 | 5.0845 | 5.052 | 6.8512 | 5.3586 | 6.1174 | 11.2207 | 5.9708 | 8.1497 | 3.7575 | 3.5437 | 5.8 | 3.5901 | 4.462 | 6.2861 | 7.0341 | 5.9025 | 4.9609 | 4.5876 | 7.7904 | 4.0592 | 6.3791 | 3.5044 | 4.5287 | 3.3641 | 5.6459 | 4.5401 | 3.9309 | 5.1945 | 7.3444 | 6.3355 | 8.1892 | 4.1924 | 4.145 | 5.5097 | 4.4292 | 5.1224 | 9.1388 | 4.8493 | 6.5002
1183 | 2.7292 | 5.8929 | 3.3596 | 4.2738 | 3.8008 | 5.755 | 4.5505 | 5.171 | 4.7824 | 8.971 | 5.5414 | 6.86 | 6.1521 | 12.631 | 7.5587 | 9.4042 | 5.764 | 5.3409 | 8.8148 | 5.5617 | 7.306 | 9.8283 | 11.2142 | 9.4806 | 7.7011 | 7.3496 | 12.5409 | 6.4416 | 10.525 | 5.2184 | 6.6572 | 5.1415 | 9.0418 | 6.9543 | 5.6381 | 8.1957 | 12.0096 | 10.2988 | 13.2013 | 6.4398 | 6.46 | 9.0776 | 6.8102 | 7.5733 | 14.4411 | 7.6969 | 10.8763 | 5.1775 | 4.8236 | 8.0322 | 4.9501 | 6.4294 | 8.842 | 9.8652 | 8.3773 | 6.776 | 6.4683 | 11.036 | 5.7107 | 9.2171 | 4.7119 | 5.9852 | 4.5968 | 7.9871 | 6.2288 | 5.1564 | 7.2985 | 10.548 | 9.0828 | 11.6624 | 5.753 | 5.7471 | 7.9191 | 6.0552 | 6.8497 | 12.8135 | 6.832 | 9.4819 | 4.5777 | 4.2861 | 7.0802 | 4.371 | 5.5758 | 7.7435 | 8.6498 | 7.3041 | 6.0062 | 5.6554 | 9.6338 | 4.9992 | 7.9731 | 4.2057 | 5.3812 | 4.0722 | 6.9736 | 5.5106 | 4.6516 | 6.3915 | 9.1515 | 7.8832 | 10.1615 | 5.0919 | 5.0596 | 6.8619 | 5.3662 | 6.1269 | 11.239 | 5.979 | 8.1629 | 3.7631 | 3.549 | 5.8093 | 3.5956 | 4.4685 | 6.2946 | 7.0455 | 5.9109 | 4.9687 | 4.5943 | 7.8031 | 4.0652 | 6.3893 | 3.5098 | 4.5358 | 3.3693 | 5.6548 | 4.5471 | 3.9371 | 5.2021 | 7.3558 | 6.3448 | 8.2021 | 4.1985 | 4.1513 | 5.5184 | 4.4355 | 5.1304 | 9.1539 | 4.8561 | 6.5108
1184 | 2.7326 | 5.9003 | 3.3638 | 4.2794 | 3.8064 | 5.762 | 4.5566 | 5.178 | 4.7892 | 8.981 | 5.5492 | 6.87 | 6.1618 | 12.645 | 7.5696 | 9.4176 | 5.7725 | 5.3486 | 8.8287 | 5.5701 | 7.3159 | 9.8413 | 11.2321 | 9.4938 | 7.7129 | 7.3604 | 12.5611 | 6.4511 | 10.542 | 5.2263 | 6.6675 | 5.1493 | 9.0559 | 6.9647 | 5.6468 | 8.2073 | 12.0282 | 10.3136 | 13.2209 | 6.4491 | 6.4696 | 9.0916 | 6.8198 | 7.5849 | 14.4639 | 7.7071 | 10.8937 | 5.1851 | 4.8307 | 8.0449 | 4.9576 | 6.4383 | 8.8536 | 9.8809 | 8.3891 | 6.7865 | 6.4777 | 11.0539 | 5.7191 | 9.232 | 4.719 | 5.9945 | 4.6038 | 7.9995 | 6.2383 | 5.1645 | 7.3089 | 10.5644 | 9.0959 | 11.6801 | 5.7613 | 5.7557 | 7.9314 | 6.0637 | 6.8603 | 12.834 | 6.8411 | 9.4972 | 4.5845 | 4.2924 | 7.0914 | 4.3777 | 5.5837 | 7.7537 | 8.6637 | 7.3143 | 6.0156 | 5.6637 | 9.6494 | 5.0066 | 7.9859 | 4.2121 | 5.3897 | 4.0784 | 6.9845 | 5.519 | 4.6589 | 6.4007 | 9.1657 | 7.8947 | 10.1771 | 5.0993 | 5.0672 | 6.8727 | 5.3738 | 6.1364 | 11.2572 | 5.9871 | 8.1761 | 3.7687 | 3.5543 | 5.8186 | 3.6011 | 4.475 | 6.303 | 7.0569 | 5.9193 | 4.9765 | 4.601 | 7.8157 | 4.0713 | 6.3995 | 3.5152 | 4.543 | 3.3745 | 5.6637 | 4.5541 | 3.9433 | 5.2097 | 7.3672 | 6.3541 | 8.2149 | 4.2047 | 4.1575 | 5.5271 | 4.4418 | 5.1385 | 9.1691 | 4.8629 | 6.5213
1185 | 2.736 | 5.9078 | 3.368 | 4.285 | 3.812 | 5.768 | 4.5628 | 5.185 | 4.796 | 8.991 | 5.557 | 6.88 | 6.1715 | 12.659 | 7.5805 | 9.431 | 5.7811 | 5.3564 | 8.8426 | 5.5785 | 7.3259 | 9.8542 | 11.25 | 9.507 | 7.7248 | 7.3712 | 12.5814 | 6.4606 | 10.5591 | 5.2341 | 6.6778 | 5.157 | 9.07 | 6.9752 | 5.6555 | 8.219 | 12.0468 | 10.3284 | 13.2406 | 6.4583 | 6.4793 | 9.1056 | 6.8294 | 7.5966 | 14.4866 | 7.7172 | 10.9112 | 5.1928 | 4.8377 | 8.0577 | 4.9651 | 6.4472 | 8.8652 | 9.8967 | 8.4008 | 6.7969 | 6.4872 | 11.0717 | 5.7275 | 9.2469 | 4.7262 | 6.0038 | 4.6108 | 8.012 | 6.2477 | 5.1725 | 7.3193 | 10.5808 | 9.1091 | 11.6977 | 5.7696 | 5.7643 | 7.9437 | 6.0723 | 6.8709 | 12.8545 | 6.8503 | 9.5125 | 4.5912 | 4.2987 | 7.1027 | 4.3843 | 5.5916 | 7.764 | 8.6775 | 7.3246 | 6.0249 | 5.6719 | 9.665 | 5.014 | 7.9987 | 4.2186 | 5.3981 | 4.0846 | 6.9955 | 5.5274 | 4.6662 | 6.4099 | 9.1798 | 7.9061 | 10.1928 | 5.1066 | 5.0748 | 6.8834 | 5.3814 | 6.1459 | 11.2754 | 5.9953 | 8.1894 | 3.7744 | 3.5596 | 5.8279 | 3.6066 | 4.4815 | 6.3115 | 7.0682 | 5.9276 | 4.9844 | 4.6077 | 7.8284 | 4.0773 | 6.4097 | 3.5206 | 4.5501 | 3.3797 | 5.6726 | 4.5612 | 3.9496 | 5.2172 | 7.3786 | 6.3633 | 8.2278 | 4.2108 | 4.1638 | 5.5358 | 4.4481 | 5.1465 | 9.1842 | 4.8697 | 6.5319
1186 | 2.7394 | 5.9152 | 3.3722 | 4.2906 | 3.8176 | 5.775 | 4.569 | 5.192 | 4.8028 | 9 | 5.5648 | 6.89 | 6.1812 | 12.674 | 7.5914 | 9.4444 | 5.7896 | 5.3641 | 8.8564 | 5.587 | 7.3359 | 9.8671 | 11.2678 | 9.5202 | 7.7367 | 7.382 | 12.6017 | 6.47 | 10.5761 | 5.242 | 6.6882 | 5.1647 | 9.0842 | 6.9857 | 5.6643 | 8.2306 | 12.0654 | 10.3432 | 13.2602 | 6.4675 | 6.4889 | 9.1196 | 6.839 | 7.6083 | 14.5094 | 7.7273 | 10.9286 | 5.2005 | 4.8447 | 8.0704 | 4.9726 | 6.4562 | 8.8769 | 9.9125 | 8.4125 | 6.8074 | 6.4967 | 11.0895 | 5.736 | 9.2617 | 4.7333 | 6.0132 | 4.6177 | 8.0245 | 6.2571 | 5.1805 | 7.3298 | 10.5971 | 9.1223 | 11.7153 | 5.7778 | 5.773 | 7.956 | 6.0809 | 6.8814 | 12.875 | 6.8595 | 9.5278 | 4.598 | 4.305 | 7.1139 | 4.3909 | 5.5994 | 7.7743 | 8.6914 | 7.3349 | 6.0343 | 5.6801 | 9.6806 | 5.0214 | 8.0114 | 4.225 | 5.4065 | 4.0908 | 7.0064 | 5.5358 | 4.6734 | 6.419 | 9.194 | 7.9176 | 10.2084 | 5.114 | 5.0824 | 6.8941 | 5.389 | 6.1554 | 11.2937 | 6.0035 | 8.2026 | 3.78 | 3.5648 | 5.8372 | 3.612 | 4.488 | 6.3199 | 7.0796 | 5.936 | 4.9922 | 4.6144 | 7.8411 | 4.0833 | 6.42 | 3.526 | 4.5573 | 3.3848 | 5.6814 | 4.5682 | 3.9558 | 5.2248 | 7.39 | 6.3726 | 8.2407 | 4.2169 | 4.1701 | 5.5446 | 4.4544 | 5.1545 | 9.1993 | 4.8766 | 6.5425
1187 | 2.7428 | 5.9226 | 3.3764 | 4.2962 | 3.8232 | 5.781 | 4.5751 | 5.199 | 4.8096 | 9.01 | 5.5726 | 6.9 | 6.1909 | 12.688 | 7.6023 | 9.4578 | 5.7981 | 5.3719 | 8.8703 | 5.5954 | 7.3458 | 9.8801 | 11.2857 | 9.5334 | 7.7485 | 7.3928 | 12.6219 | 6.4795 | 10.5932 | 5.2499 | 6.6985 | 5.1725 | 9.0983 | 6.9961 | 5.6731 | 8.2422 | 12.084 | 10.358 | 13.2798 | 6.4768 | 6.4986 | 9.1336 | 6.8486 | 7.6199 | 14.5322 | 7.7375 | 10.946 | 5.2081 | 4.8518 | 8.0831 | 4.9801 | 6.4651 | 8.8885 | 9.9282 | 8.4243 | 6.8179 | 6.5061 | 11.1074 | 5.7444 | 9.2766 | 4.7404 | 6.0225 | 4.6247 | 8.0369 | 6.2666 | 5.1886 | 7.3402 | 10.6135 | 9.1354 | 11.733 | 5.7861 | 5.7816 | 7.9683 | 6.0894 | 6.892 | 12.8955 | 6.8686 | 9.5431 | 4.6048 | 4.3113 | 7.1252 | 4.3976 | 5.6073 | 7.7845 | 8.7053 | 7.3451 | 6.0437 | 5.6884 | 9.6962 | 5.0288 | 8.0242 | 4.2314 | 5.415 | 4.097 | 7.0173 | 5.5442 | 4.6807 | 6.4282 | 9.2082 | 7.9291 | 10.224 | 5.1214 | 5.09 | 6.9049 | 5.3966 | 6.1649 | 11.312 | 6.0116 | 8.2158 | 3.7856 | 3.5701 | 5.8465 | 3.6175 | 4.4945 | 6.3284 | 7.091 | 5.9444 | 5 | 4.6211 | 7.8537 | 4.0894 | 6.4302 | 3.5314 | 4.5644 | 3.39 | 5.6903 | 4.5752 | 3.962 | 5.2324 | 7.4014 | 6.3819 | 8.2535 | 4.2231 | 4.1763 | 5.5533 | 4.4607 | 5.1626 | 9.2145 | 4.8834 | 6.553
1188 | 2.7462 | 5.93 | 3.3806 | 4.3018 | 3.8288 | 5.788 | 4.5813 | 5.206 | 4.8164 | 9.02 | 5.5804 | 6.91 | 6.2006 | 12.702 | 7.6132 | 9.4712 | 5.8066 | 5.3796 | 8.8842 | 5.6038 | 7.3558 | 9.893 | 11.3036 | 9.5466 | 7.7604 | 7.4036 | 12.6422 | 6.489 | 10.6102 | 5.2578 | 6.7088 | 5.1802 | 9.1124 | 7.0066 | 5.6818 | 8.2538 | 12.1026 | 10.3728 | 13.2994 | 6.486 | 6.5082 | 9.1476 | 6.8582 | 7.6316 | 14.555 | 7.7476 | 10.9634 | 5.2158 | 4.8588 | 8.0958 | 4.9876 | 6.474 | 8.9002 | 9.944 | 8.436 | 6.8284 | 6.5156 | 11.1252 | 5.7528 | 9.2914 | 4.7476 | 6.0318 | 4.6316 | 8.0494 | 6.276 | 5.1966 | 7.3506 | 10.6298 | 9.1486 | 11.7506 | 5.7944 | 5.7902 | 7.9806 | 6.098 | 6.9026 | 12.916 | 6.8778 | 9.5584 | 4.6116 | 4.3176 | 7.1364 | 4.4042 | 5.6152 | 7.7948 | 8.7192 | 7.3554 | 6.053 | 5.6966 | 9.7118 | 5.0362 | 8.037 | 4.2378 | 5.4234 | 4.1032 | 7.0282 | 5.5526 | 4.688 | 6.4374 | 9.2224 | 7.9406 | 10.2396 | 5.1288 | 5.0976 | 6.9156 | 5.4042 | 6.1744 | 11.3302 | 6.0198 | 8.229 | 3.7912 | 3.5754 | 5.8558 | 3.623 | 4.501 | 6.3368 | 7.1024 | 5.9528 | 5.0078 | 4.6278 | 7.8664 | 4.0954 | 6.4404 | 3.5368 | 4.5716 | 3.3952 | 5.6992 | 4.5822 | 3.9682 | 5.24 | 7.4128 | 6.3912 | 8.2664 | 4.2292 | 4.1826 | 5.562 | 4.467 | 5.1706 | 9.2296 | 4.8902 | 6.5636
1189 | 2.7496 | 5.9352 | 3.3848 | 4.3074 | 3.8344 | 5.796 | 4.5874 | 5.213 | 4.8232 | 9.03 | 5.5882 | 6.92 | 6.2103 | 12.721 | 7.6241 | 9.4846 | 5.813 | 5.3855 | 8.8944 | 5.61 | 7.3638 | 9.9035 | 11.3168 | 9.5569 | 7.7691 | 7.4118 | 12.6571 | 6.4961 | 10.6224 | 5.2636 | 6.7162 | 5.1859 | 9.1226 | 7.0142 | 5.6881 | 8.2628 | 12.1164 | 10.3841 | 13.3145 | 6.4931 | 6.5154 | 9.1575 | 6.8654 | 7.64 | 14.572 | 7.7556 | 10.9757 | 5.2216 | 4.8641 | 8.1052 | 4.9932 | 6.4812 | 8.9097 | 9.9556 | 8.4451 | 6.8361 | 6.5228 | 11.1383 | 5.7591 | 9.3021 | 4.7528 | 6.0385 | 4.6367 | 8.0585 | 6.2829 | 5.2023 | 7.3586 | 10.6419 | 9.1586 | 11.764 | 5.8007 | 5.7966 | 7.9893 | 6.1044 | 6.9102 | 12.9312 | 6.885 | 9.5692 | 4.6167 | 4.3224 | 7.1447 | 4.4091 | 5.6215 | 7.8031 | 8.7294 | 7.3633 | 6.0598 | 5.7029 | 9.7232 | 5.0418 | 8.0462 | 4.2425 | 5.4295 | 4.1078 | 7.0361 | 5.5587 | 4.6932 | 6.4445 | 9.2329 | 7.9493 | 10.2514 | 5.1344 | 5.1032 | 6.9232 | 5.4099 | 6.1812 | 11.3437 | 6.0262 | 8.2383 | 3.7954 | 3.5794 | 5.8626 | 3.6271 | 4.5061 | 6.3436 | 7.1107 | 5.9593 | 5.0135 | 4.6329 | 7.8757 | 4.0999 | 6.4478 | 3.5407 | 4.5767 | 3.399 | 5.7056 | 4.5873 | 3.9726 | 5.2458 | 7.4213 | 6.3982 | 8.2761 | 4.2339 | 4.1872 | 5.5681 | 4.4717 | 5.1763 | 9.2407 | 4.8955 | 6.571
1190 | 2.753 | 5.9403 | 3.389 | 4.313 | 3.84 | 5.803 | 4.5936 | 5.22 | 4.83 | 9.039 | 5.596 | 6.93 | 6.22 | 12.74 | 7.635 | 9.498 | 5.8194 | 5.3914 | 8.9047 | 5.6163 | 7.3719 | 9.914 | 11.3299 | 9.5672 | 7.7778 | 7.42 | 12.6719 | 6.5033 | 10.6346 | 5.2694 | 6.7237 | 5.1917 | 9.1329 | 7.0218 | 5.6943 | 8.2718 | 12.1301 | 10.3953 | 13.3295 | 6.5001 | 6.5226 | 9.1675 | 6.8726 | 7.6484 | 14.5891 | 7.7637 | 10.988 | 5.2273 | 4.8695 | 8.1145 | 4.9987 | 6.4883 | 8.9191 | 9.9672 | 8.4542 | 6.8437 | 6.5299 | 11.1513 | 5.7655 | 9.3127 | 4.7581 | 6.0452 | 4.6419 | 8.0675 | 6.2897 | 5.2081 | 7.3667 | 10.654 | 9.1686 | 11.7775 | 5.8071 | 5.803 | 7.998 | 6.1109 | 6.9178 | 12.9465 | 6.8922 | 9.58 | 4.6218 | 4.3271 | 7.1529 | 4.414 | 5.6278 | 7.8114 | 8.7396 | 7.3713 | 6.0666 | 5.7091 | 9.7346 | 5.0473 | 8.0554 | 4.2472 | 5.4355 | 4.1123 | 7.044 | 5.5648 | 4.6984 | 6.4516 | 9.2434 | 7.958 | 10.2633 | 5.14 | 5.1089 | 6.9308 | 5.4156 | 6.188 | 11.3571 | 6.0326 | 8.2476 | 3.7996 | 3.5833 | 5.8694 | 3.6311 | 4.5113 | 6.3504 | 7.119 | 5.9657 | 5.0191 | 4.638 | 7.8849 | 4.1045 | 6.4552 | 3.5447 | 4.5818 | 3.4028 | 5.7121 | 4.5923 | 3.977 | 5.2516 | 7.4298 | 6.4053 | 8.2858 | 4.2385 | 4.1919 | 5.5743 | 4.4765 | 5.1821 | 9.2518 | 4.9008 | 6.5785
1191 | 2.7562 | 5.9455 | 3.393 | 4.3183 | 3.8456 | 5.811 | 4.6002 | 5.2275 | 4.8365 | 9.049 | 5.6025 | 6.9385 | 6.2285 | 12.753 | 7.6433 | 9.5101 | 5.8258 | 5.3973 | 8.9149 | 5.6225 | 7.3799 | 9.9245 | 11.3431 | 9.5775 | 7.7865 | 7.4281 | 12.6868 | 6.5104 | 10.6469 | 5.2752 | 6.7311 | 5.1974 | 9.1431 | 7.0294 | 5.7006 | 8.2808 | 12.1439 | 10.4066 | 13.3446 | 6.5071 | 6.5298 | 9.1774 | 6.8798 | 7.6568 | 14.6061 | 7.7717 | 11.0003 | 5.2331 | 4.8748 | 8.1239 | 5.0043 | 6.4955 | 8.9286 | 9.9788 | 8.4633 | 6.8514 | 6.5371 | 11.1644 | 5.7718 | 9.3234 | 4.7633 | 6.0519 | 4.647 | 8.0765 | 6.2966 | 5.2138 | 7.3747 | 10.6661 | 9.1786 | 11.791 | 5.8134 | 5.8094 | 8.0067 | 6.1173 | 6.9254 | 12.9617 | 6.8995 | 9.5907 | 4.6269 | 4.3319 | 7.1612 | 4.4189 | 5.634 | 7.8198 | 8.7497 | 7.3792 | 6.0735 | 5.7154 | 9.746 | 5.0529 | 8.0647 | 4.2519 | 5.4415 | 4.1169 | 7.0519 | 5.5708 | 4.7036 | 6.4586 | 9.254 | 7.9667 | 10.2751 | 5.1456 | 5.1145 | 6.9383 | 5.4214 | 6.1949 | 11.3706 | 6.039 | 8.2569 | 3.8038 | 3.5873 | 5.8762 | 3.6352 | 4.5164 | 6.3572 | 7.1273 | 5.9722 | 5.0248 | 4.643 | 7.8942 | 4.109 | 6.4625 | 3.5486 | 4.587 | 3.4066 | 5.7185 | 4.5974 | 3.9814 | 5.2575 | 7.4383 | 6.4123 | 8.2954 | 4.2432 | 4.1965 | 5.5804 | 4.4812 | 5.1878 | 9.2628 | 4.9061 | 6.5859
1192 | 2.7594 | 5.9507 | 3.397 | 4.3236 | 3.8512 | 5.819 | 4.6068 | 5.235 | 4.8431 | 9.058 | 5.609 | 6.947 | 6.237 | 12.766 | 7.6517 | 9.5222 | 5.8322 | 5.4032 | 8.9251 | 5.6288 | 7.388 | 9.935 | 11.3563 | 9.5878 | 7.7952 | 7.4363 | 12.7016 | 6.5176 | 10.6591 | 5.281 | 6.7386 | 5.2031 | 9.1534 | 7.0371 | 5.7068 | 8.2898 | 12.1577 | 10.4179 | 13.3596 | 6.5142 | 6.537 | 9.1873 | 6.887 | 7.6652 | 14.6231 | 7.7797 | 11.0126 | 5.2388 | 4.8802 | 8.1332 | 5.0098 | 6.5026 | 8.9381 | 9.9904 | 8.4724 | 6.859 | 6.5443 | 11.1775 | 5.7782 | 9.3341 | 4.7686 | 6.0587 | 4.6522 | 8.0856 | 6.3034 | 5.2195 | 7.3828 | 10.6782 | 9.1886 | 11.8044 | 5.8197 | 5.8158 | 8.0154 | 6.1238 | 6.933 | 12.977 | 6.9067 | 9.6015 | 4.632 | 4.3367 | 7.1694 | 4.4238 | 5.6403 | 7.8281 | 8.7599 | 7.3872 | 6.0803 | 5.7216 | 9.7574 | 5.0584 | 8.0739 | 4.2566 | 5.4476 | 4.1215 | 7.0598 | 5.5769 | 4.7087 | 6.4657 | 9.2645 | 7.9754 | 10.2869 | 5.1513 | 5.1201 | 6.9459 | 5.4271 | 6.2017 | 11.3841 | 6.0454 | 8.2662 | 3.808 | 3.5913 | 5.883 | 3.6392 | 4.5215 | 6.364 | 7.1357 | 5.9786 | 5.0305 | 4.6481 | 7.9034 | 4.1136 | 6.4699 | 3.5525 | 4.5921 | 3.4104 | 5.725 | 4.6024 | 3.9858 | 5.2633 | 7.4467 | 6.4194 | 8.3051 | 4.2478 | 4.2012 | 5.5865 | 4.486 | 5.1935 | 9.2739 | 4.9114 | 6.5934
1193 | 2.7626 | 5.9558 | 3.401 | 4.3289 | 3.8568 | 5.826 | 4.6134 | 5.2425 | 4.8497 | 9.068 | 5.6155 | 6.9555 | 6.2455 | 12.78 | 7.6601 | 9.5343 | 5.8386 | 5.409 | 8.9354 | 5.635 | 7.396 | 9.9455 | 11.3694 | 9.5981 | 7.8038 | 7.4445 | 12.7165 | 6.5247 | 10.6713 | 5.2867 | 6.746 | 5.2088 | 9.1636 | 7.0447 | 5.7131 | 8.2988 | 12.1715 | 10.4292 | 13.3747 | 6.5212 | 6.5441 | 9.1972 | 6.8943 | 7.6736 | 14.6402 | 7.7877 | 11.025 | 5.2446 | 4.8855 | 8.1426 | 5.0154 | 6.5098 | 8.9475 | 10.0019 | 8.4815 | 6.8667 | 6.5515 | 11.1906 | 5.7845 | 9.3447 | 4.7738 | 6.0654 | 4.6573 | 8.0947 | 6.3103 | 5.2252 | 7.3908 | 10.6904 | 9.1985 | 11.8179 | 5.826 | 5.8222 | 8.0242 | 6.1302 | 6.9406 | 12.9922 | 6.9139 | 9.6123 | 4.6371 | 4.3414 | 7.1777 | 4.4288 | 5.6466 | 7.8364 | 8.7701 | 7.3951 | 6.0871 | 5.7279 | 9.7688 | 5.064 | 8.0831 | 4.2612 | 5.4536 | 4.1261 | 7.0678 | 5.583 | 4.7139 | 6.4728 | 9.275 | 7.9841 | 10.2988 | 5.1569 | 5.1258 | 6.9535 | 5.4328 | 6.2085 | 11.3976 | 6.0518 | 8.2755 | 3.8122 | 3.5952 | 5.8899 | 3.6433 | 4.5267 | 6.3709 | 7.144 | 5.9851 | 5.0362 | 4.6532 | 7.9127 | 4.1181 | 6.4773 | 3.5565 | 4.5972 | 3.4142 | 5.7314 | 4.6075 | 3.9902 | 5.2691 | 7.4552 | 6.4264 | 8.3148 | 4.2525 | 4.2058 | 5.5927 | 4.4907 | 5.1992 | 9.285 | 4.9167 | 6.6008
1194 | 2.7658 | 5.961 | 3.405 | 4.3342 | 3.8624 | 5.834 | 4.62 | 5.25 | 4.8562 | 9.078 | 5.622 | 6.964 | 6.254 | 12.793 | 7.6684 | 9.5464 | 5.845 | 5.4149 | 8.9456 | 5.6413 | 7.404 | 9.956 | 11.3826 | 9.6084 | 7.8125 | 7.4527 | 12.7313 | 6.5318 | 10.6835 | 5.2925 | 6.7535 | 5.2146 | 9.1738 | 7.0523 | 5.7194 | 8.3078 | 12.1852 | 10.4404 | 13.3897 | 6.5283 | 6.5513 | 9.2072 | 6.9015 | 7.682 | 14.6572 | 7.7958 | 11.0373 | 5.2504 | 4.8909 | 8.1519 | 5.021 | 6.5169 | 8.957 | 10.0135 | 8.4906 | 6.8744 | 6.5586 | 11.2036 | 5.7908 | 9.3554 | 4.779 | 6.0721 | 4.6624 | 8.1037 | 6.3172 | 5.231 | 7.3988 | 10.7025 | 9.2085 | 11.8313 | 5.8324 | 5.8286 | 8.0329 | 6.1367 | 6.9482 | 13.0075 | 6.9211 | 9.6231 | 4.6422 | 4.3462 | 7.186 | 4.4337 | 5.6529 | 7.8447 | 8.7803 | 7.403 | 6.0939 | 5.7341 | 9.7802 | 5.0695 | 8.0923 | 4.2659 | 5.4597 | 4.1306 | 7.0757 | 5.5891 | 4.7191 | 6.4799 | 9.2855 | 7.9928 | 10.3106 | 5.1625 | 5.1314 | 6.9611 | 5.4385 | 6.2153 | 11.411 | 6.0582 | 8.2848 | 3.8164 | 3.5992 | 5.8967 | 3.6473 | 4.5318 | 6.3777 | 7.1523 | 5.9916 | 5.0418 | 4.6583 | 7.922 | 4.1226 | 6.4847 | 3.5604 | 4.6023 | 3.418 | 5.7378 | 4.6125 | 3.9946 | 5.2749 | 7.4637 | 6.4335 | 8.3245 | 4.2571 | 4.2104 | 5.5988 | 4.4955 | 5.205 | 9.2961 | 4.922 | 6.6083
1195 | 2.769 | 5.9662 | 3.409 | 4.3395 | 3.868 | 5.842 | 4.6266 | 5.2575 | 4.8628 | 9.088 | 5.6285 | 6.9725 | 6.2625 | 12.806 | 7.6768 | 9.5585 | 5.8514 | 5.4208 | 8.9558 | 5.6475 | 7.4121 | 9.9665 | 11.3958 | 9.6187 | 7.8212 | 7.4608 | 12.7462 | 6.539 | 10.6957 | 5.2983 | 6.7609 | 5.2203 | 9.1841 | 7.0599 | 5.7256 | 8.3168 | 12.199 | 10.4517 | 13.4048 | 6.5353 | 6.5585 | 9.2171 | 6.9087 | 7.6904 | 14.6742 | 7.8038 | 11.0496 | 5.2561 | 4.8962 | 8.1613 | 5.0265 | 6.5241 | 8.9665 | 10.0251 | 8.4997 | 6.882 | 6.5658 | 11.2167 | 5.7972 | 9.3661 | 4.7843 | 6.0788 | 4.6676 | 8.1128 | 6.324 | 5.2367 | 7.4069 | 10.7146 | 9.2185 | 11.8447 | 5.8387 | 5.835 | 8.0416 | 6.1431 | 6.9558 | 13.0227 | 6.9284 | 9.6338 | 4.6473 | 4.351 | 7.1942 | 4.4386 | 5.6591 | 7.8531 | 8.7904 | 7.411 | 6.1007 | 5.7404 | 9.7916 | 5.0751 | 8.1015 | 4.2706 | 5.4657 | 4.1352 | 7.0836 | 5.5952 | 4.7243 | 6.487 | 9.2961 | 8.0015 | 10.3224 | 5.1681 | 5.137 | 6.9686 | 5.4443 | 6.2222 | 11.4245 | 6.0646 | 8.2941 | 3.8206 | 3.6032 | 5.9035 | 3.6513 | 4.5369 | 6.3845 | 7.1606 | 5.998 | 5.0475 | 4.6633 | 7.9312 | 4.1272 | 6.492 | 3.5643 | 4.6075 | 3.4218 | 5.7443 | 4.6176 | 3.999 | 5.2807 | 7.4722 | 6.4405 | 8.3341 | 4.2618 | 4.2151 | 5.6049 | 4.5002 | 5.2107 | 9.3072 | 4.9273 | 6.6157
1196 | 2.7722 | 5.9713 | 3.413 | 4.3448 | 3.8736 | 5.849 | 4.6332 | 5.265 | 4.8693 | 9.097 | 5.635 | 6.981 | 6.271 | 12.819 | 7.6851 | 9.5706 | 5.8578 | 5.4267 | 8.9661 | 5.6538 | 7.4201 | 9.977 | 11.4089 | 9.629 | 7.8299 | 7.469 | 12.761 | 6.5461 | 10.7079 | 5.3041 | 6.7684 | 5.226 | 9.1943 | 7.0675 | 5.7319 | 8.3258 | 12.2128 | 10.463 | 13.4198 | 6.5424 | 6.5657 | 9.227 | 6.9159 | 7.6988 | 14.6913 | 7.8118 | 11.0619 | 5.2619 | 4.9016 | 8.1706 | 5.0321 | 6.5312 | 8.9759 | 10.0367 | 8.5088 | 6.8897 | 6.573 | 11.2298 | 5.8035 | 9.3767 | 4.7895 | 6.0855 | 4.6727 | 8.1218 | 6.3309 | 5.2424 | 7.4149 | 10.7267 | 9.2285 | 11.8582 | 5.845 | 5.8414 | 8.0503 | 6.1496 | 6.9634 | 13.038 | 6.9356 | 9.6446 | 4.6524 | 4.3557 | 7.2025 | 4.4435 | 5.6654 | 7.8614 | 8.8006 | 7.4189 | 6.1075 | 5.7466 | 9.803 | 5.0806 | 8.1107 | 4.2753 | 5.4718 | 4.1398 | 7.0915 | 5.6013 | 4.7295 | 6.4941 | 9.3066 | 8.0102 | 10.3343 | 5.1737 | 5.1427 | 6.9762 | 5.45 | 6.229 | 11.438 | 6.071 | 8.3034 | 3.8248 | 3.6071 | 5.9103 | 3.6554 | 4.5421 | 6.3913 | 7.1689 | 6.0045 | 5.0532 | 4.6684 | 7.9405 | 4.1317 | 6.4994 | 3.5683 | 4.6126 | 3.4256 | 5.7507 | 4.6226 | 4.0034 | 5.2865 | 7.4807 | 6.4476 | 8.3438 | 4.2664 | 4.2197 | 5.6111 | 4.505 | 5.2164 | 9.3183 | 4.9326 | 6.6232
1197 | 2.7754 | 5.9765 | 3.417 | 4.3501 | 3.8792 | 5.857 | 4.6398 | 5.2725 | 4.8758 | 9.107 | 5.6415 | 6.9895 | 6.2795 | 12.832 | 7.6934 | 9.5827 | 5.8643 | 5.4326 | 8.9763 | 5.66 | 7.4282 | 9.9875 | 11.4221 | 9.6392 | 7.8386 | 7.4772 | 12.7759 | 6.5532 | 10.7202 | 5.3099 | 6.7758 | 5.2317 | 9.2045 | 7.0751 | 5.7382 | 8.3348 | 12.2265 | 10.4743 | 13.4349 | 6.5494 | 6.5729 | 9.2369 | 6.9231 | 7.7072 | 14.7083 | 7.8198 | 11.0742 | 5.2676 | 4.9069 | 8.18 | 5.0377 | 6.5384 | 8.9854 | 10.0483 | 8.5179 | 6.8974 | 6.5802 | 11.2429 | 5.8099 | 9.3874 | 4.7948 | 6.0922 | 4.6779 | 8.1308 | 6.3377 | 5.2481 | 7.423 | 10.7388 | 9.2385 | 11.8717 | 5.8514 | 5.8478 | 8.059 | 6.156 | 6.9711 | 13.0532 | 6.9428 | 9.6554 | 4.6576 | 4.3605 | 7.2108 | 4.4484 | 5.6717 | 7.8697 | 8.8108 | 7.4268 | 6.1144 | 5.7529 | 9.8144 | 5.0862 | 8.12 | 4.28 | 5.4778 | 4.1444 | 7.0994 | 5.6073 | 4.7347 | 6.5011 | 9.3171 | 8.0188 | 10.3461 | 5.1793 | 5.1483 | 6.9838 | 5.4557 | 6.2358 | 11.4514 | 6.0774 | 8.3127 | 3.8291 | 3.6111 | 5.9171 | 3.6595 | 4.5472 | 6.3981 | 7.1772 | 6.011 | 5.0589 | 4.6735 | 7.9498 | 4.1363 | 6.5068 | 3.5722 | 4.6177 | 3.4295 | 5.7572 | 4.6277 | 4.0078 | 5.2923 | 7.4892 | 6.4546 | 8.3535 | 4.2711 | 4.2244 | 5.6172 | 4.5097 | 5.2222 | 9.3294 | 4.9379 | 6.6306
1198 | 2.7786 | 5.9817 | 3.421 | 4.3554 | 3.8848 | 5.865 | 4.6464 | 5.28 | 4.8824 | 9.117 | 5.648 | 6.998 | 6.288 | 12.846 | 7.7018 | 9.5948 | 5.8707 | 5.4385 | 8.9865 | 5.6662 | 7.4362 | 9.9981 | 11.4353 | 9.6495 | 7.8473 | 7.4854 | 12.7908 | 6.5604 | 10.7324 | 5.3157 | 6.7832 | 5.2375 | 9.2148 | 7.0828 | 5.7444 | 8.3437 | 12.2403 | 10.4855 | 13.45 | 6.5565 | 6.5801 | 9.2469 | 6.9303 | 7.7156 | 14.7253 | 7.8279 | 11.0865 | 5.2734 | 4.9122 | 8.1893 | 5.0432 | 6.5456 | 8.9949 | 10.0599 | 8.527 | 6.905 | 6.5873 | 11.2559 | 5.8162 | 9.3981 | 4.8 | 6.099 | 4.683 | 8.1399 | 6.3446 | 5.2539 | 7.431 | 10.7509 | 9.2485 | 11.8851 | 5.8577 | 5.8541 | 8.0677 | 6.1624 | 6.9787 | 13.0684 | 6.95 | 9.6662 | 4.6627 | 4.3653 | 7.219 | 4.4533 | 5.678 | 7.878 | 8.821 | 7.4348 | 6.1212 | 5.7592 | 9.8259 | 5.0918 | 8.1292 | 4.2847 | 5.4839 | 4.1489 | 7.1073 | 5.6134 | 4.7398 | 6.5082 | 9.3276 | 8.0275 | 10.3579 | 5.185 | 5.1539 | 6.9914 | 5.4614 | 6.2426 | 11.4649 | 6.0839 | 8.3221 | 3.8333 | 3.6151 | 5.9239 | 3.6635 | 4.5523 | 6.4049 | 7.1856 | 6.0174 | 5.0645 | 4.6786 | 7.959 | 4.1408 | 6.5142 | 3.5761 | 4.6228 | 3.4333 | 5.7636 | 4.6327 | 4.0122 | 5.2982 | 7.4976 | 6.4616 | 8.3632 | 4.2758 | 4.229 | 5.6233 | 4.5144 | 5.2279 | 9.3404 | 4.9432 | 6.638
1199 | 2.7818 | 5.9868 | 3.425 | 4.3607 | 3.8904 | 5.872 | 4.653 | 5.2875 | 4.889 | 9.126 | 5.6545 | 7.0065 | 6.2965 | 12.859 | 7.7101 | 9.6069 | 5.8771 | 5.4444 | 8.9968 | 5.6725 | 7.4442 | 10.0086 | 11.4484 | 9.6598 | 7.856 | 7.4936 | 12.8056 | 6.5675 | 10.7446 | 5.3215 | 6.7907 | 5.2432 | 9.225 | 7.0904 | 5.7507 | 8.3527 | 12.2541 | 10.4968 | 13.465 | 6.5636 | 6.5873 | 9.2568 | 6.9375 | 7.724 | 14.7424 | 7.8359 | 11.0988 | 5.2792 | 4.9176 | 8.1987 | 5.0488 | 6.5527 | 9.0043 | 10.0715 | 8.5361 | 6.9127 | 6.5945 | 11.269 | 5.8225 | 9.4087 | 4.8052 | 6.1057 | 4.6881 | 8.1489 | 6.3515 | 5.2596 | 7.439 | 10.763 | 9.2585 | 11.8986 | 5.864 | 5.8605 | 8.0764 | 6.1689 | 6.9863 | 13.0837 | 6.9572 | 9.677 | 4.6678 | 4.37 | 7.2273 | 4.4582 | 5.6843 | 7.8863 | 8.8312 | 7.4427 | 6.128 | 5.7654 | 9.8373 | 5.0973 | 8.1384 | 4.2894 | 5.4899 | 4.1535 | 7.1152 | 5.6195 | 4.745 | 6.5153 | 9.3381 | 8.0362 | 10.3698 | 5.1906 | 5.1596 | 6.999 | 5.4671 | 6.2494 | 11.4784 | 6.0903 | 8.3314 | 3.8375 | 3.619 | 5.9307 | 3.6676 | 4.5575 | 6.4117 | 7.1939 | 6.0239 | 5.0702 | 4.6837 | 7.9683 | 4.1453 | 6.5216 | 3.5801 | 4.6279 | 3.4371 | 5.77 | 4.6378 | 4.0166 | 5.304 | 7.5061 | 6.4687 | 8.3729 | 4.2804 | 4.2336 | 5.6295 | 4.5192 | 5.2336 | 9.3515 | 4.9485 | 6.6455
1200 | 2.785 | 5.992 | 3.429 | 4.366 | 3.896 | 5.88 | 4.6596 | 5.295 | 4.8955 | 9.136 | 5.661 | 7.015 | 6.305 | 12.872 | 7.7185 | 9.619 | 5.8835 | 5.4503 | 9.007 | 5.6787 | 7.4523 | 10.0191 | 11.4616 | 9.6701 | 7.8647 | 7.5017 | 12.8205 | 6.5747 | 10.7568 | 5.3273 | 6.7981 | 5.2489 | 9.2353 | 7.098 | 5.7569 | 8.3617 | 12.2679 | 10.5081 | 13.4801 | 6.5706 | 6.5945 | 9.2667 | 6.9447 | 7.7324 | 14.7594 | 7.8439 | 11.1111 | 5.2849 | 4.9229 | 8.208 | 5.0543 | 6.5599 | 9.0138 | 10.0831 | 8.5452 | 6.9203 | 6.6017 | 11.2821 | 5.8289 | 9.4194 | 4.8105 | 6.1124 | 4.6933 | 8.158 | 6.3583 | 5.2653 | 7.4471 | 10.7751 | 9.2685 | 11.912 | 5.8703 | 5.8669 | 8.0851 | 6.1753 | 6.9939 | 13.0989 | 6.9645 | 9.6877 | 4.6729 | 4.3748 | 7.2355 | 4.4631 | 5.6905 | 7.8947 | 8.8413 | 7.4507 | 6.1348 | 5.7717 | 9.8487 | 5.1029 | 8.1476 | 4.2941 | 5.496 | 4.1581 | 7.1231 | 5.6256 | 4.7502 | 6.5224 | 9.3487 | 8.0449 | 10.3816 | 5.1962 | 5.1652 | 7.0065 | 5.4729 | 6.2563 | 11.4919 | 6.0967 | 8.3407 | 3.8417 | 3.623 | 5.9375 | 3.6716 | 4.5626 | 6.4185 | 7.2022 | 6.0303 | 5.0759 | 4.6887 | 7.9775 | 4.1499 | 6.5289 | 3.584 | 4.6331 | 3.4409 | 5.7765 | 4.6428 | 4.021 | 5.3098 | 7.5146 | 6.4757 | 8.3825 | 4.2851 | 4.2383 | 5.6356 | 4.5239 | 5.2393 | 9.3626 | 4.9538 | 6.6529
1201 | 2.7882 | 5.9976 | 3.433 | 4.3713 | 3.8989 | 5.889 | 4.6662 | 5.3025 | 4.9021 | 9.144 | 5.6675 | 7.0235 | 6.3135 | 12.885 | 7.7268 | 9.6311 | 5.8899 | 5.4562 | 9.0172 | 5.685 | 7.4603 | 10.0296 | 11.4748 | 9.6804 | 7.8734 | 7.5099 | 12.8353 | 6.5818 | 10.769 | 5.3331 | 6.8056 | 5.2547 | 9.2455 | 7.1056 | 5.7632 | 8.3707 | 12.2816 | 10.5193 | 13.4951 | 6.5777 | 6.6017 | 9.2767 | 6.9519 | 7.7408 | 14.7764 | 7.852 | 11.1234 | 5.2907 | 4.9283 | 8.2173 | 5.0599 | 6.567 | 9.0233 | 10.0947 | 8.5543 | 6.928 | 6.6088 | 11.2951 | 5.8352 | 9.4301 | 4.8157 | 6.1191 | 4.6984 | 8.1671 | 6.3652 | 5.2711 | 7.4551 | 10.7872 | 9.2785 | 11.9254 | 5.8767 | 5.8733 | 8.0938 | 6.1818 | 7.0015 | 13.1142 | 6.9717 | 9.6985 | 4.678 | 4.3796 | 7.2438 | 4.468 | 5.6968 | 7.903 | 8.8515 | 7.4586 | 6.1416 | 5.7779 | 9.8601 | 5.1084 | 8.1568 | 4.2988 | 5.502 | 4.1626 | 7.131 | 5.6317 | 4.7554 | 6.5295 | 9.3592 | 8.0536 | 10.3934 | 5.2018 | 5.1708 | 7.0141 | 5.4786 | 6.2631 | 11.5053 | 6.1031 | 8.35 | 3.8459 | 3.627 | 5.9443 | 3.6757 | 4.5677 | 6.4253 | 7.2105 | 6.0368 | 5.0815 | 4.6938 | 7.9868 | 4.1544 | 6.5363 | 3.5879 | 4.6382 | 3.4447 | 5.7829 | 4.6479 | 4.0254 | 5.3156 | 7.5231 | 6.4828 | 8.3922 | 4.2897 | 4.2429 | 5.6417 | 4.5287 | 5.2451 | 9.3737 | 4.9591 | 6.6604
1202 | 2.7914 | 6.0032 | 3.437 | 4.3766 | 3.9019 | 5.898 | 4.6728 | 5.31 | 4.9086 | 9.153 | 5.674 | 7.032 | 6.322 | 12.898 | 7.7352 | 9.6432 | 5.8963 | 5.462 | 9.0275 | 5.6912 | 7.4683 | 10.0401 | 11.4879 | 9.6907 | 7.882 | 7.5181 | 12.8502 | 6.5889 | 10.7812 | 5.3388 | 6.813 | 5.2604 | 9.2557 | 7.1132 | 5.7695 | 8.3797 | 12.2954 | 10.5306 | 13.5102 | 6.5847 | 6.6088 | 9.2866 | 6.9592 | 7.7492 | 14.7935 | 7.86 | 11.1358 | 5.2965 | 4.9336 | 8.2267 | 5.0655 | 6.5742 | 9.0327 | 10.1062 | 8.5634 | 6.9357 | 6.616 | 11.3082 | 5.8415 | 9.4407 | 4.8209 | 6.1258 | 4.7035 | 8.1761 | 6.3721 | 5.2768 | 7.4631 | 10.7994 | 9.2884 | 11.9389 | 5.883 | 5.8797 | 8.1026 | 6.1882 | 7.0091 | 13.1294 | 6.9789 | 9.7093 | 4.6831 | 4.3843 | 7.2521 | 4.473 | 5.7031 | 7.9113 | 8.8617 | 7.4665 | 6.1484 | 5.7842 | 9.8715 | 5.114 | 8.166 | 4.3034 | 5.5081 | 4.1672 | 7.139 | 5.6378 | 4.7606 | 6.5366 | 9.3697 | 8.0623 | 10.4053 | 5.2074 | 5.1765 | 7.0217 | 5.4843 | 6.2699 | 11.5188 | 6.1095 | 8.3593 | 3.8501 | 3.6309 | 5.9512 | 3.6797 | 4.5729 | 6.4322 | 7.2188 | 6.0433 | 5.0872 | 4.6989 | 7.9961 | 4.1589 | 6.5437 | 3.5919 | 4.6433 | 3.4485 | 5.7893 | 4.6529 | 4.0298 | 5.3214 | 7.5316 | 6.4898 | 8.4019 | 4.2944 | 4.2475 | 5.6479 | 4.5334 | 5.2508 | 9.3848 | 4.9644 | 6.6678
1203 | 2.7946 | 6.0087 | 3.441 | 4.3819 | 3.9048 | 5.907 | 4.6794 | 5.3175 | 4.9152 | 9.161 | 5.6805 | 7.0405 | 6.3305 | 12.91 | 7.7435 | 9.6553 | 5.9027 | 5.4679 | 9.0377 | 5.6975 | 7.4764 | 10.0506 | 11.5011 | 9.701 | 7.8907 | 7.5263 | 12.865 | 6.5961 | 10.7935 | 5.3446 | 6.8205 | 5.2661 | 9.266 | 7.1209 | 5.7757 | 8.3887 | 12.3092 | 10.5419 | 13.5252 | 6.5917 | 6.616 | 9.2965 | 6.9664 | 7.7576 | 14.8105 | 7.868 | 11.1481 | 5.3022 | 4.939 | 8.2361 | 5.071 | 6.5813 | 9.0422 | 10.1178 | 8.5725 | 6.9433 | 6.6232 | 11.3213 | 5.8479 | 9.4514 | 4.8262 | 6.1325 | 4.7087 | 8.1852 | 6.3789 | 5.2825 | 7.4712 | 10.8115 | 9.2984 | 11.9524 | 5.8893 | 5.8861 | 8.1113 | 6.1947 | 7.0167 | 13.1447 | 6.9861 | 9.7201 | 4.6882 | 4.3891 | 7.2603 | 4.4779 | 5.7094 | 7.9196 | 8.8719 | 7.4745 | 6.1553 | 5.7904 | 9.8829 | 5.1195 | 8.1753 | 4.3081 | 5.5141 | 4.1718 | 7.1469 | 5.6439 | 4.7658 | 6.5436 | 9.3802 | 8.071 | 10.4171 | 5.213 | 5.1821 | 7.0293 | 5.49 | 6.2767 | 11.5323 | 6.1159 | 8.3686 | 3.8543 | 3.6349 | 5.958 | 3.6838 | 4.578 | 6.439 | 7.2271 | 6.0497 | 5.0929 | 4.704 | 8.0053 | 4.1635 | 6.5511 | 3.5958 | 4.6484 | 3.4523 | 5.7958 | 4.658 | 4.0342 | 5.3273 | 7.54 | 6.4969 | 8.4116 | 4.299 | 4.2522 | 5.654 | 4.5382 | 5.2565 | 9.3959 | 4.9697 | 6.6753
1204 | 2.7978 | 6.0143 | 3.445 | 4.3872 | 3.9077 | 5.916 | 4.686 | 5.325 | 4.9217 | 9.17 | 5.687 | 7.049 | 6.339 | 12.923 | 7.7519 | 9.6674 | 5.9091 | 5.4738 | 9.0479 | 5.7037 | 7.4844 | 10.0611 | 11.5143 | 9.7113 | 7.8994 | 7.5344 | 12.8799 | 6.6032 | 10.8057 | 5.3504 | 6.8279 | 5.2718 | 9.2762 | 7.1285 | 5.782 | 8.3977 | 12.323 | 10.5532 | 13.5403 | 6.5988 | 6.6232 | 9.3064 | 6.9736 | 7.766 | 14.8275 | 7.876 | 11.1604 | 5.308 | 4.9443 | 8.2454 | 5.0766 | 6.5885 | 9.0517 | 10.1294 | 8.5816 | 6.951 | 6.6304 | 11.3344 | 5.8542 | 9.4621 | 4.8314 | 6.1393 | 4.7138 | 8.1942 | 6.3858 | 5.2882 | 7.4792 | 10.8236 | 9.3084 | 11.9658 | 5.8956 | 5.8925 | 8.12 | 6.2011 | 7.0243 | 13.1599 | 6.9934 | 9.7308 | 4.6933 | 4.3939 | 7.2686 | 4.4828 | 5.7156 | 7.928 | 8.882 | 7.4824 | 6.1621 | 5.7967 | 9.8943 | 5.1251 | 8.1845 | 4.3128 | 5.5202 | 4.1764 | 7.1548 | 5.6499 | 4.7709 | 6.5507 | 9.3908 | 8.0797 | 10.4289 | 5.2187 | 5.1877 | 7.0368 | 5.4958 | 6.2836 | 11.5458 | 6.1223 | 8.3779 | 3.8585 | 3.6389 | 5.9648 | 3.6878 | 4.5831 | 6.4458 | 7.2355 | 6.0562 | 5.0986 | 4.709 | 8.0146 | 4.168 | 6.5584 | 3.5997 | 4.6536 | 3.4561 | 5.8022 | 4.663 | 4.0386 | 5.3331 | 7.5485 | 6.5039 | 8.4212 | 4.3037 | 4.2568 | 5.6601 | 4.5429 | 5.2622 | 9.4069 | 4.975 | 6.6827
1205 | 2.801 | 6.0199 | 3.449 | 4.3925 | 3.9107 | 5.925 | 4.6926 | 5.3325 | 4.9283 | 9.178 | 5.6935 | 7.0575 | 6.3475 | 12.936 | 7.7602 | 9.6795 | 5.9155 | 5.4797 | 9.0582 | 5.71 | 7.4925 | 10.0716 | 11.5274 | 9.7216 | 7.9081 | 7.5426 | 12.8947 | 6.6104 | 10.8179 | 5.3562 | 6.8354 | 5.2776 | 9.2865 | 7.1361 | 5.7882 | 8.4067 | 12.3367 | 10.5644 | 13.5553 | 6.6058 | 6.6304 | 9.3164 | 6.9808 | 7.7744 | 14.8446 | 7.8841 | 11.1727 | 5.3137 | 4.9497 | 8.2548 | 5.0821 | 6.5956 | 9.0611 | 10.141 | 8.5907 | 6.9586 | 6.6375 | 11.3474 | 5.8606 | 9.4727 | 4.8367 | 6.146 | 4.719 | 8.2032 | 6.3926 | 5.294 | 7.4873 | 10.8357 | 9.3184 | 11.9793 | 5.902 | 5.8989 | 8.1287 | 6.2076 | 7.0319 | 13.1752 | 7.0006 | 9.7416 | 4.6984 | 4.3986 | 7.2768 | 4.4877 | 5.7219 | 7.9363 | 8.8922 | 7.4904 | 6.1689 | 5.8029 | 9.9057 | 5.1306 | 8.1937 | 4.3175 | 5.5262 | 4.1809 | 7.1627 | 5.656 | 4.7761 | 6.5578 | 9.4013 | 8.0884 | 10.4408 | 5.2243 | 5.1934 | 7.0444 | 5.5015 | 6.2904 | 11.5592 | 6.1287 | 8.3872 | 3.8627 | 3.6428 | 5.9716 | 3.6919 | 4.5883 | 6.4526 | 7.2438 | 6.0626 | 5.1042 | 4.7141 | 8.0238 | 4.1726 | 6.5658 | 3.6037 | 4.6587 | 3.4599 | 5.8087 | 4.668 | 4.043 | 5.3389 | 7.557 | 6.511 | 8.4309 | 4.3083 | 4.2615 | 5.6663 | 4.5477 | 5.268 | 9.418 | 4.9803 | 6.6902
1206 | 2.8042 | 6.0255 | 3.453 | 4.3978 | 3.9136 | 5.934 | 4.6992 | 5.34 | 4.9348 | 9.186 | 5.7 | 7.066 | 6.356 | 12.949 | 7.7686 | 9.6916 | 5.9219 | 5.4856 | 9.0684 | 5.7162 | 7.5005 | 10.0821 | 11.5406 | 9.7319 | 7.9168 | 7.5508 | 12.9096 | 6.6175 | 10.8301 | 5.362 | 6.8428 | 5.2833 | 9.2967 | 7.1437 | 5.7945 | 8.4157 | 12.3505 | 10.5757 | 13.5704 | 6.6129 | 6.6376 | 9.3263 | 6.988 | 7.7828 | 14.8616 | 7.8921 | 11.185 | 5.3195 | 4.955 | 8.2641 | 5.0877 | 6.6028 | 9.0706 | 10.1526 | 8.5998 | 6.9663 | 6.6447 | 11.3605 | 5.8669 | 9.4834 | 4.8419 | 6.1527 | 4.7241 | 8.2123 | 6.3995 | 5.2997 | 7.4953 | 10.8478 | 9.3284 | 11.9927 | 5.9083 | 5.9053 | 8.1374 | 6.214 | 7.0395 | 13.1904 | 7.0078 | 9.7524 | 4.7035 | 4.4034 | 7.2851 | 4.4926 | 5.7282 | 7.9446 | 8.9024 | 7.4983 | 6.1757 | 5.8092 | 9.9171 | 5.1362 | 8.2029 | 4.3222 | 5.5323 | 4.1855 | 7.1706 | 5.6621 | 4.7813 | 6.5649 | 9.4118 | 8.0971 | 10.4526 | 5.2299 | 5.199 | 7.052 | 5.5072 | 6.2972 | 11.5727 | 6.1351 | 8.3965 | 3.8669 | 3.6468 | 5.9784 | 3.6959 | 4.5934 | 6.4594 | 7.2521 | 6.0691 | 5.1099 | 4.7192 | 8.0331 | 4.1771 | 6.5732 | 3.6076 | 4.6638 | 3.4637 | 5.8151 | 4.6731 | 4.0474 | 5.3447 | 7.5655 | 6.518 | 8.4406 | 4.313 | 4.2661 | 5.6724 | 4.5524 | 5.2737 | 9.4291 | 4.9856 | 6.6976
1207 | 2.8074 | 6.031 | 3.457 | 4.4031 | 3.9165 | 5.943 | 4.7058 | 5.3475 | 4.9413 | 9.195 | 5.7065 | 7.0745 | 6.3645 | 12.962 | 7.7769 | 9.7037 | 5.9283 | 5.4915 | 9.0786 | 5.7224 | 7.5085 | 10.0926 | 11.5538 | 9.7422 | 7.9255 | 7.559 | 12.9245 | 6.6246 | 10.8423 | 5.3678 | 6.8502 | 5.289 | 9.3069 | 7.1513 | 5.8008 | 8.4247 | 12.3643 | 10.587 | 13.5855 | 6.6199 | 6.6448 | 9.3362 | 6.9952 | 7.7912 | 14.8786 | 7.9001 | 11.1973 | 5.3253 | 4.9603 | 8.2734 | 5.0933 | 6.61 | 9.0801 | 10.1642 | 8.6089 | 6.974 | 6.6519 | 11.3736 | 5.8732 | 9.4941 | 4.8471 | 6.1594 | 4.7292 | 8.2213 | 6.4064 | 5.3054 | 7.5033 | 10.8599 | 9.3384 | 12.0061 | 5.9146 | 5.9117 | 8.1461 | 6.2204 | 7.0471 | 13.2056 | 7.015 | 9.7632 | 4.7086 | 4.4082 | 7.2934 | 4.4975 | 5.7345 | 7.9529 | 8.9126 | 7.5062 | 6.1825 | 5.8155 | 9.9285 | 5.1418 | 8.2121 | 4.3269 | 5.5384 | 4.1901 | 7.1785 | 5.6682 | 4.7865 | 6.572 | 9.4223 | 8.1058 | 10.4644 | 5.2355 | 5.2046 | 7.0596 | 5.5129 | 6.304 | 11.5862 | 6.1415 | 8.4058 | 3.8711 | 3.6508 | 5.9852 | 3.7 | 4.5985 | 6.4662 | 7.2604 | 6.0756 | 5.1156 | 4.7243 | 8.0424 | 4.1816 | 6.5806 | 3.6115 | 4.6689 | 3.4675 | 5.8215 | 4.6782 | 4.0518 | 5.3505 | 7.574 | 6.525 | 8.4503 | 4.3177 | 4.2707 | 5.6785 | 4.5571 | 5.2794 | 9.4402 | 4.9909 | 6.705
1208 | 2.8106 | 6.0366 | 3.461 | 4.4084 | 3.9195 | 5.952 | 4.7124 | 5.355 | 4.9479 | 9.203 | 5.713 | 7.083 | 6.373 | 12.974 | 7.7853 | 9.7158 | 5.9347 | 5.4974 | 9.0889 | 5.7287 | 7.5166 | 10.1031 | 11.5669 | 9.7525 | 7.9342 | 7.5672 | 12.9393 | 6.6318 | 10.8545 | 5.3736 | 6.8577 | 5.2948 | 9.3172 | 7.1589 | 5.807 | 8.4337 | 12.378 | 10.5982 | 13.6005 | 6.627 | 6.652 | 9.3462 | 7.0024 | 7.7996 | 14.8957 | 7.9082 | 11.2096 | 5.331 | 4.9657 | 8.2828 | 5.0988 | 6.6171 | 9.0895 | 10.1758 | 8.618 | 6.9816 | 6.659 | 11.3866 | 5.8796 | 9.5047 | 4.8524 | 6.1661 | 4.7344 | 8.2304 | 6.4132 | 5.3112 | 7.5114 | 10.872 | 9.3484 | 12.0196 | 5.921 | 5.9181 | 8.1548 | 6.2269 | 7.0547 | 13.2209 | 7.0222 | 9.774 | 4.7137 | 4.4129 | 7.3016 | 4.5024 | 5.7408 | 7.9612 | 8.9228 | 7.5142 | 6.1893 | 5.8217 | 9.9399 | 5.1473 | 8.2213 | 4.3316 | 5.5444 | 4.1946 | 7.1864 | 5.6743 | 4.7917 | 6.5791 | 9.4328 | 8.1145 | 10.4763 | 5.2411 | 5.2103 | 7.0672 | 5.5186 | 6.3108 | 11.5996 | 6.1479 | 8.4151 | 3.8753 | 3.6547 | 5.992 | 3.704 | 4.6037 | 6.473 | 7.2687 | 6.082 | 5.1212 | 4.7294 | 8.0516 | 4.1862 | 6.588 | 3.6155 | 4.674 | 3.4713 | 5.828 | 4.6832 | 4.0562 | 5.3563 | 7.5825 | 6.5321 | 8.46 | 4.3223 | 4.2754 | 5.6847 | 4.5619 | 5.2852 | 9.4513 | 4.9962 | 6.7125
1209 | 2.8138 | 6.0422 | 3.465 | 4.4137 | 3.9224 | 5.961 | 4.719 | 5.3625 | 4.9545 | 9.212 | 5.7195 | 7.0915 | 6.3815 | 12.987 | 7.7936 | 9.7279 | 5.9411 | 5.5033 | 9.0991 | 5.7349 | 7.5246 | 10.1136 | 11.5801 | 9.7628 | 7.9429 | 7.5753 | 12.9542 | 6.6389 | 10.8668 | 5.3794 | 6.8651 | 5.3005 | 9.3274 | 7.1666 | 5.8133 | 8.4427 | 12.3918 | 10.6095 | 13.6156 | 6.634 | 6.6592 | 9.3561 | 7.0096 | 7.808 | 14.9127 | 7.9162 | 11.2219 | 5.3368 | 4.971 | 8.2922 | 5.1044 | 6.6243 | 9.099 | 10.1874 | 8.6271 | 6.9893 | 6.6662 | 11.3997 | 5.8859 | 9.5154 | 4.8576 | 6.1729 | 4.7395 | 8.2395 | 6.4201 | 5.3169 | 7.5194 | 10.8841 | 9.3584 | 12.0331 | 5.9273 | 5.9245 | 8.1635 | 6.2333 | 7.0623 | 13.2361 | 7.0295 | 9.7847 | 4.7188 | 4.4177 | 7.3099 | 4.5073 | 5.747 | 7.9696 | 8.9329 | 7.5221 | 6.1962 | 5.828 | 9.9513 | 5.1529 | 8.2306 | 4.3363 | 5.5504 | 4.1992 | 7.1943 | 5.6804 | 4.7969 | 6.5861 | 9.4434 | 8.1232 | 10.4881 | 5.2467 | 5.2159 | 7.0747 | 5.5244 | 6.3177 | 11.6131 | 6.1543 | 8.4244 | 3.8795 | 3.6587 | 5.9988 | 3.7081 | 4.6088 | 6.4798 | 7.2771 | 6.0885 | 5.1269 | 4.7344 | 8.0609 | 4.1907 | 6.5953 | 3.6194 | 4.6792 | 3.4751 | 5.8344 | 4.6883 | 4.0606 | 5.3622 | 7.591 | 6.5391 | 8.4696 | 4.327 | 4.28 | 5.6908 | 4.5666 | 5.2909 | 9.4623 | 5.0015 | 6.7199
1210 | 2.817 | 6.0478 | 3.469 | 4.419 | 3.9253 | 5.97 | 4.7256 | 5.37 | 4.961 | 9.22 | 5.726 | 7.1 | 6.39 | 13 | 7.802 | 9.74 | 5.9475 | 5.5092 | 9.1093 | 5.7412 | 7.5327 | 10.1241 | 11.5933 | 9.7731 | 7.9516 | 7.5835 | 12.969 | 6.6461 | 10.879 | 5.3852 | 6.8726 | 5.3062 | 9.3377 | 7.1742 | 5.8195 | 8.4517 | 12.4056 | 10.6208 | 13.6306 | 6.6411 | 6.6664 | 9.366 | 7.0168 | 7.8164 | 14.9297 | 7.9242 | 11.2342 | 5.3425 | 4.9764 | 8.3015 | 5.1099 | 6.6314 | 9.1085 | 10.199 | 8.6362 | 6.9969 | 6.6734 | 11.4128 | 5.8923 | 9.5261 | 4.8629 | 6.1796 | 4.7447 | 8.2485 | 6.4269 | 5.3226 | 7.5275 | 10.8962 | 9.3684 | 12.0465 | 5.9336 | 5.9309 | 8.1722 | 6.2398 | 7.0699 | 13.2514 | 7.0367 | 9.7955 | 4.7239 | 4.4225 | 7.3181 | 4.5122 | 5.7533 | 7.9779 | 8.9431 | 7.5301 | 6.203 | 5.8342 | 9.9627 | 5.1584 | 8.2398 | 4.341 | 5.5565 | 4.2038 | 7.2022 | 5.6864 | 4.802 | 6.5932 | 9.4539 | 8.1319 | 10.4999 | 5.2524 | 5.2215 | 7.0823 | 5.5301 | 6.3245 | 11.6266 | 6.1607 | 8.4337 | 3.8837 | 3.6627 | 6.0056 | 3.7121 | 4.6139 | 6.4866 | 7.2854 | 6.0949 | 5.1326 | 4.7395 | 8.0701 | 4.1953 | 6.6027 | 3.6233 | 4.6843 | 3.4789 | 5.8409 | 4.6933 | 4.065 | 5.368 | 7.5994 | 6.5462 | 8.4793 | 4.3316 | 4.2847 | 5.6969 | 4.5714 | 5.2966 | 9.4734 | 5.0068 | 6.7274
1211 | 2.8199 | 6.0534 | 3.4726 | 4.4238 | 3.9283 | 5.976 | 4.7313 | 5.3765 | 4.966 | 9.228 | 5.7314 | 7.107 | 6.3965 | 13.012 | 7.8102 | 9.7505 | 5.9539 | 5.515 | 9.1196 | 5.7474 | 7.5407 | 10.1346 | 11.6064 | 9.7834 | 7.9602 | 7.5917 | 12.9839 | 6.6532 | 10.8912 | 5.3909 | 6.88 | 5.3119 | 9.3479 | 7.1818 | 5.8258 | 8.4607 | 12.4194 | 10.6321 | 13.6457 | 6.6482 | 6.6735 | 9.3759 | 7.0241 | 7.8248 | 14.9468 | 7.9322 | 11.2466 | 5.3483 | 4.9817 | 8.3109 | 5.1155 | 6.6386 | 9.1179 | 10.2105 | 8.6453 | 7.0046 | 6.6806 | 11.4259 | 5.8986 | 9.5367 | 4.8681 | 6.1863 | 4.7498 | 8.2575 | 6.4338 | 5.3283 | 7.5355 | 10.9084 | 9.3783 | 12.06 | 5.9399 | 5.9373 | 8.181 | 6.2462 | 7.0775 | 13.2666 | 7.0439 | 9.8063 | 4.729 | 4.4272 | 7.3264 | 4.5172 | 5.7596 | 7.9862 | 8.9533 | 7.538 | 6.2098 | 5.8405 | 9.9741 | 5.164 | 8.249 | 4.3456 | 5.5625 | 4.2084 | 7.2102 | 5.6925 | 4.8072 | 6.6003 | 9.4644 | 8.1406 | 10.5118 | 5.258 | 5.2272 | 7.0899 | 5.5358 | 6.3313 | 11.6401 | 6.1671 | 8.443 | 3.8879 | 3.6666 | 6.0125 | 3.7161 | 4.6191 | 6.4935 | 7.2937 | 6.1014 | 5.1383 | 4.7446 | 8.0794 | 4.1998 | 6.6101 | 3.6273 | 4.6894 | 3.4827 | 5.8473 | 4.6983 | 4.0694 | 5.3738 | 7.6079 | 6.5532 | 8.489 | 4.3363 | 4.2893 | 5.7031 | 4.5761 | 5.3023 | 9.4845 | 5.0121 | 6.7348
1212 | 2.8229 | 6.0589 | 3.4763 | 4.4287 | 3.9312 | 5.982 | 4.737 | 5.383 | 4.9709 | 9.237 | 5.7369 | 7.114 | 6.403 | 13.025 | 7.8184 | 9.761 | 5.9603 | 5.5209 | 9.1298 | 5.7537 | 7.5487 | 10.1451 | 11.6196 | 9.7937 | 7.9689 | 7.5999 | 12.9987 | 6.6603 | 10.9034 | 5.3967 | 6.8875 | 5.3177 | 9.3581 | 7.1894 | 5.8321 | 8.4697 | 12.4331 | 10.6433 | 13.6607 | 6.6552 | 6.6807 | 9.3859 | 7.0313 | 7.8332 | 14.9638 | 7.9403 | 11.2589 | 5.3541 | 4.9871 | 8.3202 | 5.1211 | 6.6457 | 9.1274 | 10.2221 | 8.6544 | 7.0123 | 6.6877 | 11.4389 | 5.9049 | 9.5474 | 4.8733 | 6.193 | 4.7549 | 8.2666 | 6.4407 | 5.3341 | 7.5435 | 10.9205 | 9.3883 | 12.0734 | 5.9463 | 5.9437 | 8.1897 | 6.2527 | 7.0851 | 13.2819 | 7.0511 | 9.8171 | 4.7341 | 4.432 | 7.3347 | 4.5221 | 5.7659 | 7.9945 | 8.9635 | 7.5459 | 6.2166 | 5.8467 | 9.9855 | 5.1695 | 8.2582 | 4.3503 | 5.5686 | 4.2129 | 7.2181 | 5.6986 | 4.8124 | 6.6074 | 9.4749 | 8.1493 | 10.5236 | 5.2636 | 5.2328 | 7.0975 | 5.5415 | 6.3381 | 11.6535 | 6.1735 | 8.4523 | 3.8921 | 3.6706 | 6.0193 | 3.7202 | 4.6242 | 6.5003 | 7.302 | 6.1079 | 5.1439 | 4.7497 | 8.0887 | 4.2043 | 6.6175 | 3.6312 | 4.6945 | 3.4865 | 5.8537 | 4.7034 | 4.0738 | 5.3796 | 7.6164 | 6.5603 | 8.4987 | 4.3409 | 4.2939 | 5.7092 | 4.5809 | 5.3081 | 9.4956 | 5.0174 | 6.7423
1213 | 2.8258 | 6.0645 | 3.4799 | 4.4335 | 3.9341 | 5.988 | 4.7428 | 5.3895 | 4.9759 | 9.246 | 5.7424 | 7.121 | 6.4095 | 13.038 | 7.8266 | 9.7715 | 5.9667 | 5.5268 | 9.14 | 5.7599 | 7.5568 | 10.1556 | 11.6328 | 9.804 | 7.9776 | 7.608 | 13.0136 | 6.6675 | 10.9156 | 5.4025 | 6.8949 | 5.3234 | 9.3684 | 7.197 | 5.8383 | 8.4787 | 12.4469 | 10.6546 | 13.6758 | 6.6623 | 6.6879 | 9.3958 | 7.0385 | 7.8416 | 14.9808 | 7.9483 | 11.2712 | 5.3598 | 4.9924 | 8.3295 | 5.1266 | 6.6529 | 9.1369 | 10.2337 | 8.6635 | 7.0199 | 6.6949 | 11.452 | 5.9113 | 9.5581 | 4.8786 | 6.1997 | 4.7601 | 8.2757 | 6.4475 | 5.3398 | 7.5516 | 10.9326 | 9.3983 | 12.0869 | 5.9526 | 5.9501 | 8.1984 | 6.2591 | 7.0927 | 13.2971 | 7.0584 | 9.8278 | 4.7392 | 4.4368 | 7.3429 | 4.527 | 5.7721 | 8.0029 | 8.9736 | 7.5539 | 6.2234 | 5.853 | 9.9969 | 5.1751 | 8.2674 | 4.355 | 5.5746 | 4.2175 | 7.226 | 5.7047 | 4.8176 | 6.6145 | 9.4855 | 8.158 | 10.5354 | 5.2692 | 5.2384 | 7.105 | 5.5473 | 6.345 | 11.667 | 6.1799 | 8.4616 | 3.8963 | 3.6746 | 6.0261 | 3.7243 | 4.6293 | 6.5071 | 7.3103 | 6.1143 | 5.1496 | 4.7547 | 8.0979 | 4.2089 | 6.6248 | 3.6351 | 4.6997 | 3.4903 | 5.8602 | 4.7085 | 4.0782 | 5.3854 | 7.6249 | 6.5673 | 8.5083 | 4.3456 | 4.2986 | 5.7153 | 4.5856 | 5.3138 | 9.5067 | 5.0227 | 6.7497
1214 | 2.8288 | 6.0701 | 3.4836 | 4.4384 | 3.9371 | 5.994 | 4.7485 | 5.396 | 4.9808 | 9.254 | 5.7478 | 7.128 | 6.416 | 13.05 | 7.8348 | 9.782 | 5.9731 | 5.5327 | 9.1503 | 5.7662 | 7.5648 | 10.1661 | 11.6459 | 9.8143 | 7.9863 | 7.6162 | 13.0284 | 6.6746 | 10.9278 | 5.4083 | 6.9024 | 5.3291 | 9.3786 | 7.2046 | 5.8446 | 8.4877 | 12.4607 | 10.6659 | 13.6908 | 6.6693 | 6.6951 | 9.4057 | 7.0457 | 7.85 | 14.9979 | 7.9563 | 11.2835 | 5.3656 | 4.9978 | 8.3389 | 5.1322 | 6.66 | 9.1463 | 10.2453 | 8.6726 | 7.0276 | 6.7021 | 11.4651 | 5.9176 | 9.5687 | 4.8838 | 6.2064 | 4.7652 | 8.2847 | 6.4544 | 5.3455 | 7.5596 | 10.9447 | 9.4083 | 12.1003 | 5.9589 | 5.9565 | 8.2071 | 6.2656 | 7.1003 | 13.3124 | 7.0656 | 9.8386 | 4.7443 | 4.4415 | 7.3512 | 4.5319 | 5.7784 | 8.0112 | 8.9838 | 7.5618 | 6.2302 | 5.8592 | 10.0083 | 5.1806 | 8.2766 | 4.3597 | 5.5807 | 4.2221 | 7.2339 | 5.7108 | 4.8228 | 6.6216 | 9.496 | 8.1667 | 10.5473 | 5.2748 | 5.2441 | 7.1126 | 5.553 | 6.3518 | 11.6805 | 6.1863 | 8.4709 | 3.9005 | 3.6785 | 6.0329 | 3.7283 | 4.6345 | 6.5139 | 7.3186 | 6.1208 | 5.1553 | 4.7598 | 8.1072 | 4.2134 | 6.6322 | 3.6391 | 4.7048 | 3.4941 | 5.8666 | 4.7135 | 4.0826 | 5.3912 | 7.6334 | 6.5744 | 8.518 | 4.3502 | 4.3032 | 5.7215 | 4.5904 | 5.3195 | 9.5178 | 5.028 | 6.7572
1215 | 2.8317 | 6.0757 | 3.4872 | 4.4432 | 3.94 | 6 | 4.7542 | 5.4025 | 4.9858 | 9.262 | 5.7532 | 7.135 | 6.4225 | 13.062 | 7.843 | 9.7925 | 5.9796 | 5.5386 | 9.1605 | 5.7724 | 7.5728 | 10.1766 | 11.6591 | 9.8246 | 7.995 | 7.6244 | 13.0433 | 6.6817 | 10.9401 | 5.4141 | 6.9098 | 5.3349 | 9.3889 | 7.2123 | 5.8509 | 8.4966 | 12.4744 | 10.6772 | 13.7059 | 6.6763 | 6.7023 | 9.4157 | 7.0529 | 7.8584 | 15.0149 | 7.9643 | 11.2958 | 5.3713 | 5.0031 | 8.3483 | 5.1377 | 6.6672 | 9.1558 | 10.2569 | 8.6817 | 7.0352 | 6.7093 | 11.4781 | 5.924 | 9.5794 | 4.8891 | 6.2131 | 4.7704 | 8.2937 | 6.4613 | 5.3513 | 7.5676 | 10.9568 | 9.4183 | 12.1137 | 5.9653 | 5.9629 | 8.2158 | 6.272 | 7.108 | 13.3276 | 7.0728 | 9.8494 | 4.7495 | 4.4463 | 7.3595 | 4.5368 | 5.7847 | 8.0195 | 8.994 | 7.5697 | 6.2371 | 5.8655 | 10.0198 | 5.1862 | 8.2859 | 4.3644 | 5.5867 | 4.2266 | 7.2418 | 5.7169 | 4.828 | 6.6286 | 9.5065 | 8.1753 | 10.5591 | 5.2804 | 5.2497 | 7.1202 | 5.5587 | 6.3586 | 11.694 | 6.1928 | 8.4803 | 3.9048 | 3.6825 | 6.0397 | 3.7324 | 4.6396 | 6.5207 | 7.327 | 6.1273 | 5.161 | 4.7649 | 8.1165 | 4.2179 | 6.6396 | 3.643 | 4.7099 | 3.4979 | 5.8731 | 4.7186 | 4.087 | 5.397 | 7.6418 | 6.5814 | 8.5277 | 4.3549 | 4.3078 | 5.7276 | 4.5951 | 5.3253 | 9.5289 | 5.0333 | 6.7646
1216 | 2.8347 | 6.0808 | 3.4909 | 4.4481 | 3.9438 | 6.006 | 4.7599 | 5.409 | 4.9907 | 9.271 | 5.7587 | 7.142 | 6.429 | 13.075 | 7.8512 | 9.803 | 5.986 | 5.5445 | 9.1707 | 5.7786 | 7.5809 | 10.1872 | 11.6723 | 9.8348 | 8.0037 | 7.6326 | 13.0582 | 6.6889 | 10.9523 | 5.4199 | 6.9172 | 5.3406 | 9.3991 | 7.2199 | 5.8571 | 8.5056 | 12.4882 | 10.6884 | 13.721 | 6.6834 | 6.7095 | 9.4256 | 7.0601 | 7.8668 | 15.0319 | 7.9724 | 11.3081 | 5.3771 | 5.0084 | 8.3576 | 5.1433 | 6.6744 | 9.1653 | 10.2685 | 8.6908 | 7.0429 | 6.7164 | 11.4912 | 5.9303 | 9.5901 | 4.8943 | 6.2199 | 4.7755 | 8.3028 | 6.4681 | 5.357 | 7.5757 | 10.9689 | 9.4283 | 12.1272 | 5.9716 | 5.9692 | 8.2245 | 6.2784 | 7.1156 | 13.3428 | 7.08 | 9.8602 | 4.7546 | 4.4511 | 7.3677 | 4.5417 | 5.791 | 8.0278 | 9.0042 | 7.5777 | 6.2439 | 5.8718 | 10.0312 | 5.1918 | 8.2951 | 4.3691 | 5.5928 | 4.2312 | 7.2497 | 5.7229 | 4.8331 | 6.6357 | 9.517 | 8.184 | 10.5709 | 5.2861 | 5.2553 | 7.1278 | 5.5644 | 6.3654 | 11.7074 | 6.1992 | 8.4896 | 3.909 | 3.6865 | 6.0465 | 3.7364 | 4.6447 | 6.5275 | 7.3353 | 6.1337 | 5.1666 | 4.77 | 8.1257 | 4.2225 | 6.647 | 3.6469 | 4.715 | 3.5018 | 5.8795 | 4.7236 | 4.0914 | 5.4029 | 7.6503 | 6.5884 | 8.5374 | 4.3596 | 4.3125 | 5.7337 | 4.5998 | 5.331 | 9.5399 | 5.0386 | 6.772
1217 | 2.8377 | 6.0859 | 3.4945 | 4.4529 | 3.9476 | 6.012 | 4.7656 | 5.4155 | 4.9957 | 9.28 | 5.7641 | 7.149 | 6.4355 | 13.088 | 7.8594 | 9.8135 | 5.9924 | 5.5504 | 9.181 | 5.7849 | 7.5889 | 10.1977 | 11.6854 | 9.8451 | 8.0124 | 7.6408 | 13.073 | 6.696 | 10.9645 | 5.4257 | 6.9247 | 5.3463 | 9.4093 | 7.2275 | 5.8634 | 8.5146 | 12.502 | 10.6997 | 13.736 | 6.6904 | 6.7167 | 9.4355 | 7.0673 | 7.8752 | 15.049 | 7.9804 | 11.3204 | 5.3829 | 5.0138 | 8.367 | 5.1489 | 6.6815 | 9.1747 | 10.2801 | 8.6999 | 7.0506 | 6.7236 | 11.5043 | 5.9366 | 9.6007 | 4.8995 | 6.2266 | 4.7806 | 8.3118 | 6.475 | 5.3627 | 7.5837 | 10.981 | 9.4383 | 12.1407 | 5.9779 | 5.9756 | 8.2332 | 6.2849 | 7.1232 | 13.3581 | 7.0872 | 9.871 | 4.7597 | 4.4558 | 7.376 | 4.5466 | 5.7973 | 8.0361 | 9.0144 | 7.5856 | 6.2507 | 5.878 | 10.0426 | 5.1973 | 8.3043 | 4.3738 | 5.5988 | 4.2358 | 7.2576 | 5.729 | 4.8383 | 6.6428 | 9.5275 | 8.1927 | 10.5828 | 5.2917 | 5.261 | 7.1354 | 5.5701 | 6.3722 | 11.7209 | 6.2056 | 8.4989 | 3.9132 | 3.6904 | 6.0533 | 3.7405 | 4.6499 | 6.5343 | 7.3436 | 6.1402 | 5.1723 | 4.7751 | 8.135 | 4.227 | 6.6544 | 3.6509 | 4.7201 | 3.5056 | 5.8859 | 4.7287 | 4.0958 | 5.4087 | 7.6588 | 6.5955 | 8.5471 | 4.3642 | 4.3171 | 5.7399 | 4.6046 | 5.3367 | 9.551 | 5.0439 | 6.7795
1218 | 2.8406 | 6.091 | 3.4982 | 4.4578 | 3.9514 | 6.018 | 4.7714 | 5.422 | 5.0006 | 9.288 | 5.7696 | 7.156 | 6.442 | 13.1 | 7.8676 | 9.824 | 5.9988 | 5.5563 | 9.1912 | 5.7911 | 7.597 | 10.2082 | 11.6986 | 9.8554 | 8.0211 | 7.6489 | 13.0879 | 6.7032 | 10.9767 | 5.4315 | 6.9321 | 5.352 | 9.4196 | 7.2351 | 5.8696 | 8.5236 | 12.5158 | 10.711 | 13.7511 | 6.6975 | 6.7239 | 9.4454 | 7.0745 | 7.8836 | 15.066 | 7.9884 | 11.3327 | 5.3886 | 5.0191 | 8.3763 | 5.1544 | 6.6887 | 9.1842 | 10.2917 | 8.709 | 7.0582 | 6.7308 | 11.5174 | 5.943 | 9.6114 | 4.9048 | 6.2333 | 4.7858 | 8.3209 | 6.4818 | 5.3684 | 7.5918 | 10.9931 | 9.4483 | 12.1541 | 5.9842 | 5.982 | 8.2419 | 6.2913 | 7.1308 | 13.3733 | 7.0945 | 9.8817 | 4.7648 | 4.4606 | 7.3842 | 4.5515 | 5.8035 | 8.0445 | 9.0245 | 7.5936 | 6.2575 | 5.8843 | 10.054 | 5.2029 | 8.3135 | 4.3785 | 5.6049 | 4.2404 | 7.2655 | 5.7351 | 4.8435 | 6.6499 | 9.5381 | 8.2014 | 10.5946 | 5.2973 | 5.2666 | 7.1429 | 5.5759 | 6.3791 | 11.7344 | 6.212 | 8.5082 | 3.9174 | 3.6944 | 6.0601 | 3.7445 | 4.655 | 6.5411 | 7.3519 | 6.1466 | 5.178 | 4.7801 | 8.1442 | 4.2316 | 6.6617 | 3.6548 | 4.7253 | 3.5094 | 5.8924 | 4.7337 | 4.1002 | 5.4145 | 7.6673 | 6.6025 | 8.5567 | 4.3689 | 4.3218 | 5.746 | 4.6093 | 5.3424 | 9.5621 | 5.0492 | 6.7869
1219 | 2.8436 | 6.0961 | 3.5018 | 4.4627 | 3.9552 | 6.024 | 4.7771 | 5.4285 | 5.0056 | 9.296 | 5.7751 | 7.163 | 6.4485 | 13.112 | 7.8758 | 9.8345 | 6.0052 | 5.5622 | 9.2014 | 5.7974 | 7.605 | 10.2187 | 11.7118 | 9.8657 | 8.0298 | 7.6571 | 13.1027 | 6.7103 | 10.9889 | 5.4373 | 6.9396 | 5.3578 | 9.4298 | 7.2427 | 5.8759 | 8.5326 | 12.5295 | 10.7222 | 13.7661 | 6.7045 | 6.7311 | 9.4554 | 7.0817 | 7.892 | 15.083 | 7.9965 | 11.345 | 5.3944 | 5.0245 | 8.3857 | 5.16 | 6.6958 | 9.1937 | 10.3033 | 8.7181 | 7.0659 | 6.7379 | 11.5304 | 5.9493 | 9.6221 | 4.91 | 6.24 | 4.7909 | 8.33 | 6.4887 | 5.3742 | 7.5998 | 11.0052 | 9.4583 | 12.1676 | 5.9906 | 5.9884 | 8.2506 | 6.2978 | 7.1384 | 13.3886 | 7.1017 | 9.8925 | 4.7699 | 4.4654 | 7.3925 | 4.5564 | 5.8098 | 8.0528 | 9.0347 | 7.6015 | 6.2643 | 5.8905 | 10.0654 | 5.2084 | 8.3227 | 4.3832 | 5.6109 | 4.2449 | 7.2734 | 5.7412 | 4.8487 | 6.657 | 9.5486 | 8.2101 | 10.6064 | 5.3029 | 5.2722 | 7.1505 | 5.5816 | 6.3859 | 11.7478 | 6.2184 | 8.5175 | 3.9216 | 3.6984 | 6.0669 | 3.7486 | 4.6601 | 6.5479 | 7.3602 | 6.1531 | 5.1836 | 4.7852 | 8.1535 | 4.2361 | 6.6691 | 3.6587 | 4.7304 | 3.5132 | 5.8988 | 4.7388 | 4.1046 | 5.4203 | 7.6758 | 6.6096 | 8.5664 | 4.3735 | 4.3264 | 5.7521 | 4.6141 | 5.3482 | 9.5732 | 5.0545 | 6.7944
1220 | 2.8465 | 6.1012 | 3.5055 | 4.4675 | 3.959 | 6.03 | 4.7828 | 5.435 | 5.0105 | 9.305 | 5.7805 | 7.17 | 6.455 | 13.125 | 7.884 | 9.845 | 6.0116 | 5.568 | 9.2117 | 5.8036 | 7.613 | 10.2292 | 11.7249 | 9.876 | 8.0384 | 7.6653 | 13.1176 | 6.7174 | 11.0011 | 5.443 | 6.947 | 5.3635 | 9.44 | 7.2503 | 5.8822 | 8.5416 | 12.5433 | 10.7335 | 13.7812 | 6.7116 | 6.7382 | 9.4653 | 7.089 | 7.9004 | 15.1001 | 8.0045 | 11.3574 | 5.4002 | 5.0298 | 8.395 | 5.1656 | 6.703 | 9.2031 | 10.3148 | 8.7272 | 7.0736 | 6.7451 | 11.5435 | 5.9556 | 9.6327 | 4.9152 | 6.2467 | 4.796 | 8.339 | 6.4956 | 5.3799 | 7.6078 | 11.0174 | 9.4682 | 12.181 | 5.9969 | 5.9948 | 8.2594 | 6.3042 | 7.146 | 13.4038 | 7.1089 | 9.9033 | 4.775 | 4.4701 | 7.4008 | 4.5614 | 5.8161 | 8.0611 | 9.0449 | 7.6094 | 6.2711 | 5.8968 | 10.0768 | 5.214 | 8.3319 | 4.3878 | 5.617 | 4.2495 | 7.2814 | 5.7473 | 4.8539 | 6.6641 | 9.5591 | 8.2188 | 10.6183 | 5.3085 | 5.2779 | 7.1581 | 5.5873 | 6.3927 | 11.7613 | 6.2248 | 8.5268 | 3.9258 | 3.7023 | 6.0738 | 3.7526 | 4.6653 | 6.5548 | 7.3685 | 6.1596 | 5.1893 | 4.7903 | 8.1628 | 4.2406 | 6.6765 | 3.6627 | 4.7355 | 3.517 | 5.9052 | 4.7438 | 4.109 | 5.4261 | 7.6843 | 6.6166 | 8.5761 | 4.3782 | 4.331 | 5.7583 | 4.6188 | 5.3539 | 9.5843 | 5.0598 | 6.8018
1221 | 2.8495 | 6.1063 | 3.5091 | 4.4723 | 3.9629 | 6.036 | 4.7885 | 5.4415 | 5.0154 | 9.314 | 5.7859 | 7.177 | 6.4615 | 13.138 | 7.8922 | 9.8555 | 6.018 | 5.5739 | 9.2219 | 5.8099 | 7.6211 | 10.2397 | 11.7381 | 9.8863 | 8.0471 | 7.6735 | 13.1324 | 6.7246 | 11.0134 | 5.4488 | 6.9545 | 5.3692 | 9.4503 | 7.258 | 5.8884 | 8.5506 | 12.5571 | 10.7448 | 13.7962 | 6.7186 | 6.7454 | 9.4752 | 7.0962 | 7.9088 | 15.1171 | 8.0125 | 11.3697 | 5.4059 | 5.0352 | 8.4044 | 5.1711 | 6.7101 | 9.2126 | 10.3264 | 8.7363 | 7.0812 | 6.7523 | 11.5566 | 5.962 | 9.6434 | 4.9205 | 6.2534 | 4.8012 | 8.3481 | 6.5024 | 5.3856 | 7.6159 | 11.0295 | 9.4782 | 12.1944 | 6.0032 | 6.0012 | 8.2681 | 6.3107 | 7.1536 | 13.4191 | 7.1161 | 9.9141 | 4.7801 | 4.4749 | 7.409 | 4.5663 | 5.8224 | 8.0694 | 9.0551 | 7.6174 | 6.278 | 5.903 | 10.0882 | 5.2195 | 8.3412 | 4.3925 | 5.623 | 4.2541 | 7.2893 | 5.7534 | 4.8591 | 6.6711 | 9.5696 | 8.2275 | 10.6301 | 5.3141 | 5.2835 | 7.1657 | 5.593 | 6.3995 | 11.7748 | 6.2312 | 8.5361 | 3.93 | 3.7063 | 6.0806 | 3.7567 | 4.6704 | 6.5616 | 7.3768 | 6.166 | 5.195 | 4.7954 | 8.172 | 4.2452 | 6.6839 | 3.6666 | 4.7406 | 3.5208 | 5.9117 | 4.7488 | 4.1134 | 5.432 | 7.6928 | 6.6237 | 8.5858 | 4.3828 | 4.3357 | 5.7644 | 4.6236 | 5.3596 | 9.5954 | 5.0651 | 6.8093
1222 | 2.8524 | 6.1114 | 3.5128 | 4.4772 | 3.9667 | 6.042 | 4.7942 | 5.448 | 5.0204 | 9.322 | 5.7914 | 7.184 | 6.468 | 13.15 | 7.9004 | 9.866 | 6.0244 | 5.5798 | 9.2321 | 5.8161 | 7.6291 | 10.2502 | 11.7513 | 9.8966 | 8.0558 | 7.6816 | 13.1473 | 6.7317 | 11.0256 | 5.4546 | 6.9619 | 5.3749 | 9.4605 | 7.2656 | 5.8947 | 8.5596 | 12.5709 | 10.7561 | 13.8113 | 6.7257 | 6.7526 | 9.4851 | 7.1034 | 7.9172 | 15.1341 | 8.0205 | 11.382 | 5.4117 | 5.0405 | 8.4137 | 5.1767 | 6.7173 | 9.2221 | 10.338 | 8.7454 | 7.0889 | 6.7595 | 11.5697 | 5.9683 | 9.6541 | 4.9257 | 6.2602 | 4.8063 | 8.3571 | 6.5093 | 5.3913 | 7.6239 | 11.0416 | 9.4882 | 12.2079 | 6.0095 | 6.0076 | 8.2768 | 6.3171 | 7.1612 | 13.4343 | 7.1234 | 9.9248 | 4.7852 | 4.4797 | 7.4173 | 4.5712 | 5.8286 | 8.0778 | 9.0652 | 7.6253 | 6.2848 | 5.9093 | 10.0996 | 5.2251 | 8.3504 | 4.3972 | 5.6291 | 4.2587 | 7.2972 | 5.7594 | 4.8642 | 6.6782 | 9.5802 | 8.2362 | 10.6419 | 5.3198 | 5.2891 | 7.1732 | 5.5988 | 6.4064 | 11.7883 | 6.2376 | 8.5454 | 3.9342 | 3.7103 | 6.0874 | 3.7607 | 4.6755 | 6.5684 | 7.3852 | 6.1725 | 5.2007 | 4.8004 | 8.1813 | 4.2497 | 6.6912 | 3.6705 | 4.7458 | 3.5246 | 5.9181 | 4.7539 | 4.1178 | 5.4378 | 7.7012 | 6.6307 | 8.5954 | 4.3875 | 4.3403 | 5.7705 | 4.6283 | 5.3653 | 9.6064 | 5.0704 | 6.8167
1223 | 2.8554 | 6.1165 | 3.5164 | 4.4821 | 3.9705 | 6.048 | 4.8 | 5.4545 | 5.0253 | 9.33 | 5.7969 | 7.191 | 6.4745 | 13.162 | 7.9086 | 9.8765 | 6.0308 | 5.5857 | 9.2424 | 5.8224 | 7.6372 | 10.2607 | 11.7644 | 9.9069 | 8.0645 | 7.6898 | 13.1621 | 6.7389 | 11.0378 | 5.4604 | 6.9694 | 5.3807 | 9.4708 | 7.2732 | 5.9009 | 8.5686 | 12.5846 | 10.7673 | 13.8263 | 6.7327 | 6.7598 | 9.4951 | 7.1106 | 7.9256 | 15.1512 | 8.0286 | 11.3943 | 5.4174 | 5.0459 | 8.4231 | 5.1822 | 6.7244 | 9.2315 | 10.3496 | 8.7545 | 7.0965 | 6.7666 | 11.5827 | 5.9747 | 9.6647 | 4.931 | 6.2669 | 4.8115 | 8.3661 | 6.5161 | 5.3971 | 7.632 | 11.0537 | 9.4982 | 12.2214 | 6.0159 | 6.014 | 8.2855 | 6.3236 | 7.1688 | 13.4496 | 7.1306 | 9.9356 | 4.7903 | 4.4844 | 7.4255 | 4.5761 | 5.8349 | 8.0861 | 9.0754 | 7.6333 | 6.2916 | 5.9155 | 10.111 | 5.2306 | 8.3596 | 4.4019 | 5.6352 | 4.2632 | 7.3051 | 5.7655 | 4.8694 | 6.6853 | 9.5907 | 8.2449 | 10.6538 | 5.3254 | 5.2948 | 7.1808 | 5.6045 | 6.4132 | 11.8017 | 6.244 | 8.5547 | 3.9384 | 3.7142 | 6.0942 | 3.7647 | 4.6807 | 6.5752 | 7.3935 | 6.1789 | 5.2063 | 4.8055 | 8.1905 | 4.2543 | 6.6986 | 3.6745 | 4.7509 | 3.5284 | 5.9246 | 4.759 | 4.1222 | 5.4436 | 7.7097 | 6.6378 | 8.6051 | 4.3921 | 4.345 | 5.7767 | 4.6331 | 5.3711 | 9.6175 | 5.0757 | 6.8242
1224 | 2.8583 | 6.1216 | 3.5201 | 4.4869 | 3.9743 | 6.054 | 4.8057 | 5.461 | 5.0303 | 9.339 | 5.8023 | 7.198 | 6.481 | 13.175 | 7.9168 | 9.887 | 6.0372 | 5.5916 | 9.2526 | 5.8286 | 7.6452 | 10.2712 | 11.7776 | 9.9172 | 8.0732 | 7.698 | 13.177 | 6.746 | 11.05 | 5.4662 | 6.9768 | 5.3864 | 9.481 | 7.2808 | 5.9072 | 8.5776 | 12.5984 | 10.7786 | 13.8414 | 6.7398 | 6.767 | 9.505 | 7.1178 | 7.934 | 15.1682 | 8.0366 | 11.4066 | 5.4232 | 5.0512 | 8.4324 | 5.1878 | 6.7316 | 9.241 | 10.3612 | 8.7636 | 7.1042 | 6.7738 | 11.5958 | 5.981 | 9.6754 | 4.9362 | 6.2736 | 4.8166 | 8.3752 | 6.523 | 5.4028 | 7.64 | 11.0658 | 9.5082 | 12.2348 | 6.0222 | 6.0204 | 8.2942 | 6.33 | 7.1764 | 13.4648 | 7.1378 | 9.9464 | 4.7954 | 4.4892 | 7.4338 | 4.581 | 5.8412 | 8.0944 | 9.0856 | 7.6412 | 6.2984 | 5.9218 | 10.1224 | 5.2362 | 8.3688 | 4.4066 | 5.6412 | 4.2678 | 7.313 | 5.7716 | 4.8746 | 6.6924 | 9.6012 | 8.2536 | 10.6656 | 5.331 | 5.3004 | 7.1884 | 5.6102 | 6.42 | 11.8152 | 6.2504 | 8.564 | 3.9426 | 3.7182 | 6.101 | 3.7688 | 4.6858 | 6.582 | 7.4018 | 6.1854 | 5.212 | 4.8106 | 8.1998 | 4.2588 | 6.706 | 3.6784 | 4.756 | 3.5322 | 5.931 | 4.764 | 4.1266 | 5.4494 | 7.7182 | 6.6448 | 8.6148 | 4.3968 | 4.3496 | 5.7828 | 4.6378 | 5.3768 | 9.6286 | 5.081 | 6.8316
1225 | 2.8613 | 6.1267 | 3.5237 | 4.4917 | 3.9781 | 6.06 | 4.8114 | 5.4675 | 5.0352 | 9.348 | 5.8078 | 7.205 | 6.4875 | 13.188 | 7.925 | 9.8975 | 6.0408 | 5.595 | 9.2582 | 5.832 | 7.6502 | 10.278 | 11.7851 | 9.9234 | 8.078 | 7.7025 | 13.1857 | 6.75 | 11.0568 | 5.4694 | 6.9808 | 5.3895 | 9.4867 | 7.2849 | 5.9105 | 8.5829 | 12.6065 | 10.7854 | 13.8507 | 6.7439 | 6.7708 | 9.5105 | 7.1222 | 7.9385 | 15.1786 | 8.0416 | 11.4135 | 5.4264 | 5.0542 | 8.4376 | 5.1908 | 6.736 | 9.2471 | 10.3678 | 8.7691 | 7.1084 | 6.7778 | 11.6034 | 5.9845 | 9.6814 | 4.9391 | 6.2772 | 4.8194 | 8.3803 | 6.5267 | 5.4059 | 7.6447 | 11.073 | 9.5142 | 12.243 | 6.0259 | 6.0238 | 8.299 | 6.3339 | 7.1805 | 13.474 | 7.1423 | 9.9524 | 4.7983 | 4.4919 | 7.4384 | 4.5836 | 5.8451 | 8.0998 | 9.0914 | 7.646 | 6.3021 | 5.9253 | 10.1291 | 5.2393 | 8.374 | 4.4092 | 5.6444 | 4.2703 | 7.3174 | 5.7748 | 4.8774 | 6.6965 | 9.6075 | 8.2589 | 10.6727 | 5.3343 | 5.3034 | 7.1925 | 5.6137 | 6.4237 | 11.8232 | 6.2544 | 8.5692 | 3.9449 | 3.7204 | 6.1047 | 3.771 | 4.6889 | 6.5864 | 7.4065 | 6.1893 | 5.2151 | 4.8135 | 8.2052 | 4.2613 | 6.7102 | 3.6805 | 4.7587 | 3.5342 | 5.9346 | 4.7667 | 4.1289 | 5.4528 | 7.7233 | 6.6491 | 8.6205 | 4.3995 | 4.352 | 5.7861 | 4.6407 | 5.3799 | 9.6351 | 5.0843 | 6.8358
1226 | 2.8642 | 6.1318 | 3.5274 | 4.4966 | 3.9819 | 6.066 | 4.8171 | 5.474 | 5.0402 | 9.356 | 5.8132 | 7.212 | 6.494 | 13.2 | 7.9332 | 9.908 | 6.0444 | 5.5984 | 9.2639 | 5.8353 | 7.6552 | 10.2848 | 11.7927 | 9.9296 | 8.0828 | 7.7071 | 13.1943 | 6.7539 | 11.0635 | 5.4726 | 6.9847 | 5.3927 | 9.4924 | 7.289 | 5.9139 | 8.5882 | 12.6146 | 10.7922 | 13.8601 | 6.748 | 6.7746 | 9.5159 | 7.1265 | 7.9431 | 15.1891 | 8.0467 | 11.4204 | 5.4297 | 5.0573 | 8.4428 | 5.1938 | 6.7405 | 9.2533 | 10.3744 | 8.7746 | 7.1126 | 6.7818 | 11.6111 | 5.9881 | 9.6873 | 4.9419 | 6.2807 | 4.8222 | 8.3853 | 6.5303 | 5.4089 | 7.6494 | 11.0801 | 9.5203 | 12.2512 | 6.0296 | 6.0272 | 8.3037 | 6.3378 | 7.1846 | 13.4832 | 7.1468 | 9.9585 | 4.8011 | 4.4946 | 7.4429 | 4.5863 | 5.8489 | 8.1051 | 9.0972 | 7.6508 | 6.3059 | 5.9288 | 10.1357 | 5.2424 | 8.3792 | 4.4117 | 5.6476 | 4.2727 | 7.3219 | 5.7781 | 4.8801 | 6.7007 | 9.6137 | 8.2641 | 10.6799 | 5.3375 | 5.3063 | 7.1966 | 5.6171 | 6.4273 | 11.8312 | 6.2584 | 8.5744 | 3.9473 | 3.7227 | 6.1085 | 3.7731 | 4.692 | 6.5907 | 7.4113 | 6.1931 | 5.2182 | 4.8163 | 8.2106 | 4.2638 | 6.7144 | 3.6826 | 4.7614 | 3.5362 | 5.9382 | 4.7693 | 4.1313 | 5.4561 | 7.7283 | 6.6533 | 8.6262 | 4.4022 | 4.3545 | 5.7894 | 4.6436 | 5.383 | 9.6415 | 5.0875 | 6.84
1227 | 2.8672 | 6.1369 | 3.5311 | 4.5015 | 3.9857 | 6.072 | 4.8228 | 5.4805 | 5.0451 | 9.364 | 5.8186 | 7.219 | 6.5005 | 13.212 | 7.9414 | 9.9185 | 6.048 | 5.6018 | 9.2695 | 5.8387 | 7.6602 | 10.2915 | 11.8002 | 9.9358 | 8.0876 | 7.7116 | 13.203 | 6.7579 | 11.0703 | 5.4757 | 6.9887 | 5.3958 | 9.4981 | 7.2931 | 5.9172 | 8.5935 | 12.6227 | 10.7991 | 13.8694 | 6.7521 | 6.7784 | 9.5214 | 7.1309 | 7.9476 | 15.1995 | 8.0517 | 11.4274 | 5.4329 | 5.0603 | 8.4479 | 5.1967 | 6.7449 | 9.2594 | 10.3811 | 8.78 | 7.1168 | 6.7858 | 11.6187 | 5.9916 | 9.6933 | 4.9448 | 6.2843 | 4.825 | 8.3904 | 6.534 | 5.412 | 7.6541 | 11.0873 | 9.5263 | 12.2594 | 6.0332 | 6.0305 | 8.3085 | 6.3417 | 7.1887 | 13.4924 | 7.1513 | 9.9645 | 4.804 | 4.4973 | 7.4475 | 4.5889 | 5.8528 | 8.1105 | 9.103 | 7.6555 | 6.3096 | 5.9324 | 10.1424 | 5.2455 | 8.3844 | 4.4143 | 5.6508 | 4.2752 | 7.3263 | 5.7813 | 4.8829 | 6.7048 | 9.62 | 8.2694 | 10.687 | 5.3408 | 5.3093 | 7.2008 | 5.6206 | 6.431 | 11.8392 | 6.2623 | 8.5796 | 3.9496 | 3.7249 | 6.1122 | 3.7753 | 4.6951 | 6.5951 | 7.416 | 6.197 | 5.2213 | 4.8192 | 8.216 | 4.2664 | 6.7186 | 3.6848 | 4.7641 | 3.5383 | 5.9418 | 4.772 | 4.1336 | 5.4595 | 7.7334 | 6.6576 | 8.632 | 4.4049 | 4.3569 | 5.7927 | 4.6464 | 5.3861 | 9.648 | 5.0908 | 6.8441
1228 | 2.8701 | 6.142 | 3.5347 | 4.5063 | 3.9895 | 6.078 | 4.8286 | 5.487 | 5.0501 | 9.373 | 5.8241 | 7.226 | 6.507 | 13.225 | 7.9496 | 9.929 | 6.0516 | 5.6051 | 9.2752 | 5.842 | 7.6653 | 10.2983 | 11.8078 | 9.942 | 8.0924 | 7.7161 | 13.2117 | 6.7619 | 11.0771 | 5.4789 | 6.9926 | 5.3989 | 9.5038 | 7.2972 | 5.9206 | 8.5987 | 12.6308 | 10.8059 | 13.8787 | 6.7563 | 6.7822 | 9.5268 | 7.1353 | 7.9521 | 15.2099 | 8.0568 | 11.4343 | 5.4361 | 5.0634 | 8.4531 | 5.1997 | 6.7493 | 9.2655 | 10.3877 | 8.7855 | 7.121 | 6.7898 | 11.6263 | 5.9951 | 9.6993 | 4.9477 | 6.2878 | 4.8278 | 8.3954 | 6.5376 | 5.415 | 7.6589 | 11.0945 | 9.5323 | 12.2677 | 6.0369 | 6.0339 | 8.3132 | 6.3456 | 7.1928 | 13.5016 | 7.1559 | 9.9706 | 4.8068 | 4.5 | 7.4521 | 4.5915 | 5.8567 | 8.1159 | 9.1089 | 7.6603 | 6.3133 | 5.9359 | 10.1491 | 5.2486 | 8.3896 | 4.4168 | 5.654 | 4.2776 | 7.3307 | 5.7845 | 4.8856 | 6.7089 | 9.6262 | 8.2746 | 10.6941 | 5.344 | 5.3123 | 7.2049 | 5.6241 | 6.4347 | 11.8473 | 6.2663 | 8.5849 | 3.952 | 3.7271 | 6.116 | 3.7774 | 4.6983 | 6.5995 | 7.4208 | 6.2009 | 5.2243 | 4.822 | 8.2214 | 4.2689 | 6.7228 | 3.6869 | 4.7668 | 3.5403 | 5.9454 | 4.7746 | 4.1359 | 5.4629 | 7.7384 | 6.6618 | 8.6377 | 4.4075 | 4.3594 | 5.7961 | 4.6493 | 5.3891 | 9.6545 | 5.0941 | 6.8483
1229 | 2.8731 | 6.1471 | 3.5383 | 4.5111 | 3.9933 | 6.084 | 4.8343 | 5.4935 | 5.055 | 9.382 | 5.8296 | 7.233 | 6.5135 | 13.238 | 7.9578 | 9.9395 | 6.0552 | 5.6085 | 9.2808 | 5.8454 | 7.6703 | 10.3051 | 11.8153 | 9.9482 | 8.0972 | 7.7206 | 13.2203 | 6.7659 | 11.0839 | 5.4821 | 6.9966 | 5.4021 | 9.5095 | 7.3013 | 5.9239 | 8.604 | 12.6389 | 10.8127 | 13.8881 | 6.7604 | 6.786 | 9.5323 | 7.1397 | 7.9566 | 15.2203 | 8.0618 | 11.4412 | 5.4393 | 5.0664 | 8.4583 | 5.2027 | 6.7538 | 9.2716 | 10.3943 | 8.791 | 7.1253 | 6.7938 | 11.6339 | 5.9987 | 9.7052 | 4.9506 | 6.2914 | 4.8305 | 8.4005 | 6.5413 | 5.4181 | 7.6636 | 11.1016 | 9.5383 | 12.2759 | 6.0406 | 6.0373 | 8.318 | 6.3495 | 7.1969 | 13.5108 | 7.1604 | 9.9766 | 4.8096 | 4.5027 | 7.4566 | 4.5942 | 5.8605 | 8.1213 | 9.1147 | 7.6651 | 6.3171 | 5.9394 | 10.1557 | 5.2517 | 8.3947 | 4.4194 | 5.6572 | 4.2801 | 7.3351 | 5.7878 | 4.8884 | 6.7131 | 9.6325 | 8.2799 | 10.7012 | 5.3473 | 5.3153 | 7.209 | 5.6275 | 6.4384 | 11.8553 | 6.2703 | 8.5901 | 3.9543 | 3.7293 | 6.1197 | 3.7796 | 4.7014 | 6.6039 | 7.4255 | 6.2047 | 5.2274 | 4.8249 | 8.2269 | 4.2714 | 6.727 | 3.689 | 4.7695 | 3.5423 | 5.949 | 4.7773 | 4.1382 | 5.4662 | 7.7435 | 6.6661 | 8.6434 | 4.4102 | 4.3618 | 5.7994 | 4.6522 | 5.3922 | 9.6609 | 5.0973 | 6.8525
1230 | 2.876 | 6.1522 | 3.542 | 4.516 | 3.9971 | 6.09 | 4.84 | 5.5 | 5.06 | 9.39 | 5.835 | 7.24 | 6.52 | 13.25 | 7.966 | 9.95 | 6.0588 | 5.6119 | 9.2865 | 5.8487 | 7.6753 | 10.3119 | 11.8229 | 9.9544 | 8.102 | 7.7252 | 13.229 | 6.7698 | 11.0907 | 5.4853 | 7.0006 | 5.4052 | 9.5152 | 7.3054 | 5.9273 | 8.6093 | 12.6471 | 10.8195 | 13.8974 | 6.7645 | 6.7898 | 9.5378 | 7.144 | 7.9612 | 15.2308 | 8.0668 | 11.4481 | 5.4426 | 5.0694 | 8.4635 | 5.2057 | 6.7582 | 9.2778 | 10.4009 | 8.7965 | 7.1295 | 6.7978 | 11.6416 | 6.0022 | 9.7112 | 4.9534 | 6.295 | 4.8333 | 8.4055 | 6.5449 | 5.4212 | 7.6683 | 11.1088 | 9.5444 | 12.2841 | 6.0443 | 6.0407 | 8.3228 | 6.3534 | 7.201 | 13.52 | 7.1649 | 9.9827 | 4.8125 | 4.5054 | 7.4612 | 4.5968 | 5.8644 | 8.1266 | 9.1205 | 7.6698 | 6.3208 | 5.9429 | 10.1624 | 5.2548 | 8.3999 | 4.422 | 5.6604 | 4.2825 | 7.3396 | 5.791 | 4.8911 | 6.7172 | 9.6387 | 8.2851 | 10.7084 | 5.3506 | 5.3182 | 7.2131 | 5.631 | 6.4421 | 11.8633 | 6.2743 | 8.5953 | 3.9566 | 3.7315 | 6.1235 | 3.7818 | 4.7045 | 6.6082 | 7.4302 | 6.2086 | 5.2305 | 4.8277 | 8.2323 | 4.2739 | 6.7312 | 3.6911 | 4.7722 | 3.5443 | 5.9526 | 4.7799 | 4.1406 | 5.4696 | 7.7485 | 6.6703 | 8.6491 | 4.4129 | 4.3642 | 5.8027 | 4.6551 | 5.3953 | 9.6674 | 5.1006 | 6.8567
1231 | 2.8786 | 6.1573 | 3.5453 | 4.5203 | 4.001 | 6.096 | 4.8453 | 5.506 | 5.0638 | 9.398 | 5.8396 | 7.246 | 6.5263 | 13.262 | 7.9737 | 9.9597 | 6.0623 | 5.6153 | 9.2921 | 5.8521 | 7.6803 | 10.3186 | 11.8304 | 9.9606 | 8.1068 | 7.7297 | 13.2376 | 6.7738 | 11.0974 | 5.4885 | 7.0045 | 5.4083 | 9.5209 | 7.3095 | 5.9306 | 8.6146 | 12.6552 | 10.8263 | 13.9068 | 6.7686 | 6.7936 | 9.5432 | 7.1484 | 7.9657 | 15.2412 | 8.0719 | 11.455 | 5.4458 | 5.0725 | 8.4687 | 5.2087 | 6.7626 | 9.2839 | 10.4076 | 8.8019 | 7.1337 | 6.8018 | 11.6492 | 6.0057 | 9.7171 | 4.9563 | 6.2985 | 4.8361 | 8.4106 | 6.5486 | 5.4242 | 7.673 | 11.116 | 9.5504 | 12.2923 | 6.0479 | 6.044 | 8.3275 | 6.3573 | 7.2051 | 13.5292 | 7.1694 | 9.9887 | 4.8154 | 4.5081 | 7.4658 | 4.5994 | 5.8682 | 8.132 | 9.1263 | 7.6746 | 6.3245 | 5.9464 | 10.1691 | 5.2579 | 8.4051 | 4.4245 | 5.6636 | 4.285 | 7.344 | 5.7942 | 4.8939 | 6.7214 | 9.645 | 8.2904 | 10.7155 | 5.3538 | 5.3212 | 7.2173 | 5.6344 | 6.4457 | 11.8713 | 6.2783 | 8.6005 | 3.959 | 3.7338 | 6.1272 | 3.7839 | 4.7076 | 6.6126 | 7.435 | 6.2124 | 5.2336 | 4.8306 | 8.2377 | 4.2764 | 6.7353 | 3.6933 | 4.7749 | 3.5463 | 5.9562 | 4.7826 | 4.1429 | 5.4729 | 7.7536 | 6.6746 | 8.6549 | 4.4156 | 4.3667 | 5.806 | 4.6579 | 5.3984 | 9.6739 | 5.1038 | 6.8609
1232 | 2.8812 | 6.1624 | 3.5485 | 4.5246 | 4.0048 | 6.102 | 4.8506 | 5.512 | 5.0677 | 9.407 | 5.8442 | 7.252 | 6.5327 | 13.273 | 7.9815 | 9.9693 | 6.0659 | 5.6187 | 9.2978 | 5.8554 | 7.6853 | 10.3254 | 11.8379 | 9.9668 | 8.1116 | 7.7342 | 13.2463 | 6.7778 | 11.1042 | 5.4917 | 7.0085 | 5.4114 | 9.5266 | 7.3136 | 5.934 | 8.6199 | 12.6633 | 10.8331 | 13.9161 | 6.7727 | 6.7974 | 9.5487 | 7.1528 | 7.9702 | 15.2516 | 8.0769 | 11.4619 | 5.449 | 5.0755 | 8.4738 | 5.2116 | 6.767 | 9.29 | 10.4142 | 8.8074 | 7.1379 | 6.8058 | 11.6568 | 6.0092 | 9.7231 | 4.9592 | 6.3021 | 4.8389 | 8.4156 | 6.5522 | 5.4273 | 7.6777 | 11.1232 | 9.5564 | 12.3005 | 6.0516 | 6.0474 | 8.3323 | 6.3612 | 7.2092 | 13.5384 | 7.1739 | 9.9948 | 4.8182 | 4.5108 | 7.4703 | 4.602 | 5.8721 | 8.1374 | 9.1321 | 7.6794 | 6.3282 | 5.9499 | 10.1758 | 5.261 | 8.4103 | 4.4271 | 5.6668 | 4.2875 | 7.3484 | 5.7974 | 4.8967 | 6.7255 | 9.6512 | 8.2956 | 10.7226 | 5.3571 | 5.3242 | 7.2214 | 5.6379 | 6.4494 | 11.8793 | 6.2822 | 8.6057 | 3.9613 | 3.736 | 6.1309 | 3.7861 | 4.7107 | 6.617 | 7.4397 | 6.2163 | 5.2367 | 4.8334 | 8.2431 | 4.279 | 6.7395 | 3.6954 | 4.7776 | 3.5484 | 5.9598 | 4.7852 | 4.1452 | 5.4763 | 7.7587 | 6.6788 | 8.6606 | 4.4183 | 4.3691 | 5.8093 | 4.6608 | 5.4015 | 9.6803 | 5.1071 | 6.865
1233 | 2.8838 | 6.1675 | 3.5518 | 4.5289 | 4.0086 | 6.108 | 4.8558 | 5.518 | 5.0715 | 9.415 | 5.8488 | 7.258 | 6.539 | 13.285 | 7.9892 | 9.979 | 6.0695 | 5.6221 | 9.3034 | 5.8588 | 7.6903 | 10.3322 | 11.8455 | 9.973 | 8.1164 | 7.7387 | 13.255 | 6.7818 | 11.111 | 5.4949 | 7.0124 | 5.4146 | 9.5323 | 7.3177 | 5.9373 | 8.6252 | 12.6714 | 10.84 | 13.9254 | 6.7768 | 6.8012 | 9.5541 | 7.1572 | 7.9748 | 15.262 | 8.082 | 11.4689 | 5.4522 | 5.0786 | 8.479 | 5.2146 | 6.7715 | 9.2962 | 10.4208 | 8.8129 | 7.1421 | 6.8099 | 11.6644 | 6.0128 | 9.7291 | 4.9621 | 6.3056 | 4.8417 | 8.4207 | 6.5559 | 5.4304 | 7.6824 | 11.1303 | 9.5625 | 12.3087 | 6.0553 | 6.0508 | 8.337 | 6.3651 | 7.2134 | 13.5476 | 7.1784 | 10.0008 | 4.8211 | 4.5135 | 7.4749 | 4.6047 | 5.876 | 8.1428 | 9.1379 | 7.6842 | 6.332 | 5.9535 | 10.1824 | 5.2641 | 8.4155 | 4.4296 | 5.67 | 4.2899 | 7.3529 | 5.8007 | 4.8994 | 6.7296 | 9.6575 | 8.3009 | 10.7297 | 5.3603 | 5.3271 | 7.2255 | 5.6414 | 6.4531 | 11.8873 | 6.2862 | 8.611 | 3.9637 | 3.7382 | 6.1347 | 3.7883 | 4.7138 | 6.6214 | 7.4444 | 6.2202 | 5.2398 | 4.8363 | 8.2485 | 4.2815 | 6.7437 | 3.6975 | 4.7803 | 3.5504 | 5.9634 | 4.7879 | 4.1476 | 5.4797 | 7.7637 | 6.6831 | 8.6663 | 4.421 | 4.3716 | 5.8126 | 4.6637 | 5.4046 | 9.6868 | 5.1104 | 6.8692
1234 | 2.8864 | 6.1726 | 3.5551 | 4.5332 | 4.0124 | 6.114 | 4.8611 | 5.524 | 5.0753 | 9.423 | 5.8534 | 7.264 | 6.5453 | 13.297 | 7.9969 | 9.9887 | 6.0731 | 5.6254 | 9.309 | 5.8622 | 7.6954 | 10.339 | 11.853 | 9.9792 | 8.1211 | 7.7433 | 13.2636 | 6.7857 | 11.1177 | 5.498 | 7.0164 | 5.4177 | 9.5381 | 7.3218 | 5.9406 | 8.6305 | 12.6795 | 10.8468 | 13.9348 | 6.7809 | 6.805 | 9.5596 | 7.1615 | 7.9793 | 15.2724 | 8.087 | 11.4758 | 5.4555 | 5.0816 | 8.4842 | 5.2176 | 6.7759 | 9.3023 | 10.4275 | 8.8184 | 7.1463 | 6.8139 | 11.6721 | 6.0163 | 9.735 | 4.9649 | 6.3092 | 4.8445 | 8.4257 | 6.5596 | 5.4334 | 7.6872 | 11.1375 | 9.5685 | 12.3169 | 6.059 | 6.0542 | 8.3418 | 6.369 | 7.2175 | 13.5568 | 7.1829 | 10.0068 | 4.8239 | 4.5162 | 7.4795 | 4.6073 | 5.8798 | 8.1481 | 9.1437 | 7.689 | 6.3357 | 5.957 | 10.1891 | 5.2672 | 8.4207 | 4.4322 | 5.6732 | 4.2924 | 7.3573 | 5.8039 | 4.9022 | 6.7338 | 9.6637 | 8.3062 | 10.7369 | 5.3636 | 5.3301 | 7.2297 | 5.6448 | 6.4568 | 11.8953 | 6.2902 | 8.6162 | 3.966 | 3.7404 | 6.1384 | 3.7904 | 4.7169 | 6.6257 | 7.4492 | 6.224 | 5.2429 | 4.8392 | 8.2539 | 4.284 | 6.7479 | 3.6997 | 4.783 | 3.5524 | 5.967 | 4.7905 | 4.1499 | 5.483 | 7.7688 | 6.6873 | 8.672 | 4.4237 | 4.374 | 5.8159 | 4.6666 | 5.4076 | 9.6933 | 5.1136 | 6.8734
1235 | 2.889 | 6.1777 | 3.5583 | 4.5375 | 4.0162 | 6.12 | 4.8664 | 5.53 | 5.0792 | 9.432 | 5.858 | 7.27 | 6.5517 | 13.308 | 8.0047 | 9.9983 | 6.0767 | 5.6288 | 9.3147 | 5.8655 | 7.7004 | 10.3458 | 11.8606 | 9.9854 | 8.1259 | 7.7478 | 13.2723 | 6.7897 | 11.1245 | 5.5012 | 7.0204 | 5.4208 | 9.5438 | 7.3259 | 5.944 | 8.6357 | 12.6876 | 10.8536 | 13.9441 | 6.7851 | 6.8088 | 9.5651 | 7.1659 | 7.9838 | 15.2829 | 8.0921 | 11.4827 | 5.4587 | 5.0847 | 8.4894 | 5.2206 | 6.7803 | 9.3084 | 10.4341 | 8.8238 | 7.1505 | 6.8179 | 11.6797 | 6.0198 | 9.741 | 4.9678 | 6.3127 | 4.8473 | 8.4308 | 6.5632 | 5.4365 | 7.6919 | 11.1447 | 9.5745 | 12.3252 | 6.0627 | 6.0575 | 8.3465 | 6.3729 | 7.2216 | 13.566 | 7.1875 | 10.0129 | 4.8267 | 4.5189 | 7.484 | 4.6099 | 5.8837 | 8.1535 | 9.1496 | 7.6937 | 6.3394 | 5.9605 | 10.1958 | 5.2703 | 8.4259 | 4.4347 | 5.6764 | 4.2948 | 7.3617 | 5.8071 | 4.9049 | 6.7379 | 9.67 | 8.3114 | 10.744 | 5.3668 | 5.3331 | 7.2338 | 5.6483 | 6.4604 | 11.9034 | 6.2942 | 8.6214 | 3.9683 | 3.7427 | 6.1422 | 3.7926 | 4.7201 | 6.6301 | 7.4539 | 6.2279 | 5.2459 | 4.842 | 8.2593 | 4.2865 | 6.7521 | 3.7018 | 4.7857 | 3.5544 | 5.9706 | 4.7932 | 4.1522 | 5.4864 | 7.7738 | 6.6916 | 8.6777 | 4.4263 | 4.3764 | 5.8193 | 4.6694 | 5.4107 | 9.6997 | 5.1169 | 6.8776
1236 | 2.8916 | 6.1828 | 3.5616 | 4.5418 | 4.02 | 6.126 | 4.8717 | 5.536 | 5.083 | 9.44 | 5.8626 | 7.276 | 6.558 | 13.32 | 8.0124 | 10.008 | 6.0803 | 5.6322 | 9.3203 | 5.8689 | 7.7054 | 10.3525 | 11.8681 | 9.9916 | 8.1307 | 7.7523 | 13.281 | 6.7937 | 11.1313 | 5.5044 | 7.0243 | 5.424 | 9.5495 | 7.33 | 5.9473 | 8.641 | 12.6957 | 10.8604 | 13.9534 | 6.7892 | 6.8126 | 9.5705 | 7.1703 | 7.9883 | 15.2933 | 8.0971 | 11.4896 | 5.4619 | 5.0877 | 8.4946 | 5.2236 | 6.7848 | 9.3145 | 10.4407 | 8.8293 | 7.1547 | 6.8219 | 11.6873 | 6.0234 | 9.747 | 4.9707 | 6.3163 | 4.8501 | 8.4358 | 6.5669 | 5.4395 | 7.6966 | 11.1518 | 9.5805 | 12.3334 | 6.0663 | 6.0609 | 8.3513 | 6.3768 | 7.2257 | 13.5752 | 7.192 | 10.0189 | 4.8296 | 4.5216 | 7.4886 | 4.6126 | 5.8876 | 8.1589 | 9.1554 | 7.6985 | 6.3432 | 5.964 | 10.2024 | 5.2734 | 8.4311 | 4.4373 | 5.6796 | 4.2973 | 7.3661 | 5.8104 | 4.9077 | 6.742 | 9.6762 | 8.3167 | 10.7511 | 5.3701 | 5.3361 | 7.2379 | 5.6518 | 6.4641 | 11.9114 | 6.2982 | 8.6266 | 3.9707 | 3.7449 | 6.1459 | 3.7947 | 4.7232 | 6.6345 | 7.4587 | 6.2318 | 5.249 | 4.8449 | 8.2647 | 4.289 | 6.7563 | 3.7039 | 4.7884 | 3.5564 | 5.9742 | 4.7958 | 4.1545 | 5.4898 | 7.7789 | 6.6958 | 8.6835 | 4.429 | 4.3789 | 5.8226 | 4.6723 | 5.4138 | 9.7062 | 5.1202 | 6.8818
1237 | 2.8942 | 6.1879 | 3.5649 | 4.5461 | 4.0233 | 6.132 | 4.877 | 5.542 | 5.0868 | 9.448 | 5.8672 | 7.282 | 6.5643 | 13.332 | 8.0201 | 10.0177 | 6.0839 | 5.6356 | 9.326 | 5.8722 | 7.7104 | 10.3593 | 11.8756 | 9.9978 | 8.1355 | 7.7568 | 13.2896 | 6.7976 | 11.1381 | 5.5076 | 7.0283 | 5.4271 | 9.5552 | 7.3341 | 5.9507 | 8.6463 | 12.7038 | 10.8672 | 13.9628 | 6.7933 | 6.8164 | 9.576 | 7.1747 | 7.9929 | 15.3037 | 8.1021 | 11.4965 | 5.4651 | 5.0907 | 8.4997 | 5.2265 | 6.7892 | 9.3207 | 10.4473 | 8.8348 | 7.1589 | 6.8259 | 11.6949 | 6.0269 | 9.7529 | 4.9735 | 6.3199 | 4.8529 | 8.4409 | 6.5705 | 5.4426 | 7.7013 | 11.159 | 9.5866 | 12.3416 | 6.07 | 6.0643 | 8.3561 | 6.3807 | 7.2298 | 13.5844 | 7.1965 | 10.025 | 4.8324 | 4.5243 | 7.4932 | 4.6152 | 5.8914 | 8.1642 | 9.1612 | 7.7033 | 6.3469 | 5.9675 | 10.2091 | 5.2765 | 8.4363 | 4.4399 | 5.6828 | 4.2998 | 7.3706 | 5.8136 | 4.9105 | 6.7462 | 9.6825 | 8.3219 | 10.7582 | 5.3734 | 5.339 | 7.242 | 5.6552 | 6.4678 | 11.9194 | 6.3021 | 8.6318 | 3.973 | 3.7471 | 6.1496 | 3.7969 | 4.7263 | 6.6388 | 7.4634 | 6.2356 | 5.2521 | 4.8477 | 8.2701 | 4.2916 | 6.7605 | 3.706 | 4.7911 | 3.5585 | 5.9778 | 4.7985 | 4.1569 | 5.4931 | 7.784 | 6.7001 | 8.6892 | 4.4317 | 4.3813 | 5.8259 | 4.6752 | 5.4169 | 9.7127 | 5.1234 | 6.8859
1238 | 2.8968 | 6.193 | 3.5681 | 4.5504 | 4.0267 | 6.138 | 4.8822 | 5.548 | 5.0907 | 9.457 | 5.8718 | 7.288 | 6.5707 | 13.343 | 8.0279 | 10.0273 | 6.0875 | 5.639 | 9.3316 | 5.8756 | 7.7154 | 10.3661 | 11.8832 | 10.004 | 8.1403 | 7.7614 | 13.2983 | 6.8016 | 11.1449 | 5.5108 | 7.0323 | 5.4302 | 9.5609 | 7.3382 | 5.954 | 8.6516 | 12.7119 | 10.874 | 13.9721 | 6.7974 | 6.8202 | 9.5815 | 7.1791 | 7.9974 | 15.3141 | 8.1072 | 11.5034 | 5.4683 | 5.0938 | 8.5049 | 5.2295 | 6.7936 | 9.3268 | 10.454 | 8.8402 | 7.1632 | 6.8299 | 11.7026 | 6.0304 | 9.7589 | 4.9764 | 6.3234 | 4.8556 | 8.4459 | 6.5742 | 5.4457 | 7.706 | 11.1662 | 9.5926 | 12.3498 | 6.0737 | 6.0677 | 8.3608 | 6.3846 | 7.2339 | 13.5936 | 7.201 | 10.031 | 4.8353 | 4.527 | 7.4977 | 4.6178 | 5.8953 | 8.1696 | 9.167 | 7.708 | 6.3506 | 5.971 | 10.2158 | 5.2796 | 8.4414 | 4.4424 | 5.686 | 4.3022 | 7.375 | 5.8168 | 4.9132 | 6.7503 | 9.6887 | 8.3272 | 10.7654 | 5.3766 | 5.342 | 7.2462 | 5.6587 | 6.4715 | 11.9274 | 6.3061 | 8.637 | 3.9753 | 3.7493 | 6.1534 | 3.7991 | 4.7294 | 6.6432 | 7.4681 | 6.2395 | 5.2552 | 4.8506 | 8.2756 | 4.2941 | 6.7647 | 3.7081 | 4.7938 | 3.5605 | 5.9814 | 4.8011 | 4.1592 | 5.4965 | 7.789 | 6.7043 | 8.6949 | 4.4344 | 4.3837 | 5.8292 | 4.678 | 5.42 | 9.7191 | 5.1267 | 6.8901
1239 | 2.8994 | 6.1981 | 3.5714 | 4.5547 | 4.03 | 6.144 | 4.8875 | 5.554 | 5.0945 | 9.465 | 5.8764 | 7.294 | 6.577 | 13.355 | 8.0356 | 10.037 | 6.0911 | 5.6424 | 9.3373 | 5.8789 | 7.7204 | 10.3729 | 11.8907 | 10.0102 | 8.1451 | 7.7659 | 13.307 | 6.8056 | 11.1516 | 5.5139 | 7.0362 | 5.4334 | 9.5666 | 7.3423 | 5.9574 | 8.6569 | 12.72 | 10.8809 | 13.9814 | 6.8015 | 6.824 | 9.5869 | 7.1834 | 8.0019 | 15.3246 | 8.1122 | 11.5104 | 5.4716 | 5.0968 | 8.5101 | 5.2325 | 6.7981 | 9.3329 | 10.4606 | 8.8457 | 7.1674 | 6.8339 | 11.7102 | 6.034 | 9.7649 | 4.9793 | 6.327 | 4.8584 | 8.451 | 6.5778 | 5.4487 | 7.7107 | 11.1733 | 9.5986 | 12.358 | 6.0774 | 6.071 | 8.3656 | 6.3885 | 7.238 | 13.6028 | 7.2055 | 10.0371 | 4.8381 | 4.5297 | 7.5023 | 4.6205 | 5.8992 | 8.175 | 9.1728 | 7.7128 | 6.3544 | 5.9746 | 10.2224 | 5.2827 | 8.4466 | 4.445 | 5.6892 | 4.3047 | 7.3794 | 5.8201 | 4.916 | 6.7544 | 9.695 | 8.3324 | 10.7725 | 5.3799 | 5.345 | 7.2503 | 5.6622 | 6.4751 | 11.9354 | 6.3101 | 8.6423 | 3.9777 | 3.7516 | 6.1571 | 3.8012 | 4.7325 | 6.6476 | 7.4729 | 6.2434 | 5.2583 | 4.8534 | 8.281 | 4.2966 | 6.7689 | 3.7103 | 4.7965 | 3.5625 | 5.985 | 4.8038 | 4.1615 | 5.4999 | 7.7941 | 6.7086 | 8.7006 | 4.4371 | 4.3862 | 5.8325 | 4.6809 | 5.4231 | 9.7256 | 5.13 | 6.8943
1240 | 2.902 | 6.2032 | 3.5747 | 4.559 | 4.0333 | 6.15 | 4.8928 | 5.56 | 5.0983 | 9.473 | 5.881 | 7.3 | 6.5833 | 13.367 | 8.0433 | 10.0467 | 6.0947 | 5.6457 | 9.3429 | 5.8823 | 7.7255 | 10.3796 | 11.8983 | 10.0164 | 8.1499 | 7.7704 | 13.3156 | 6.8096 | 11.1584 | 5.5171 | 7.0402 | 5.4365 | 9.5723 | 7.3464 | 5.9607 | 8.6622 | 12.7281 | 10.8877 | 13.9908 | 6.8056 | 6.8278 | 9.5924 | 7.1878 | 8.0064 | 15.335 | 8.1173 | 11.5173 | 5.4748 | 5.0999 | 8.5153 | 5.2355 | 6.8025 | 9.339 | 10.4672 | 8.8512 | 7.1716 | 6.8379 | 11.7178 | 6.0375 | 9.7708 | 4.9822 | 6.3305 | 4.8612 | 8.456 | 6.5815 | 5.4518 | 7.7155 | 11.1805 | 9.6046 | 12.3662 | 6.081 | 6.0744 | 8.3703 | 6.3924 | 7.2421 | 13.612 | 7.21 | 10.0431 | 4.841 | 4.5324 | 7.5069 | 4.6231 | 5.903 | 8.1804 | 9.1786 | 7.7176 | 6.3581 | 5.9781 | 10.2291 | 5.2858 | 8.4518 | 4.4475 | 5.6924 | 4.3071 | 7.3838 | 5.8233 | 4.9187 | 6.7586 | 9.7012 | 8.3377 | 10.7796 | 5.3831 | 5.348 | 7.2544 | 5.6656 | 6.4788 | 11.9434 | 6.3141 | 8.6475 | 3.98 | 3.7538 | 6.1609 | 3.8034 | 4.7356 | 6.652 | 7.4776 | 6.2472 | 5.2614 | 4.8563 | 8.2864 | 4.2991 | 6.7731 | 3.7124 | 4.7992 | 3.5645 | 5.9886 | 4.8064 | 4.1638 | 5.5032 | 7.7991 | 6.7128 | 8.7064 | 4.4398 | 4.3886 | 5.8358 | 4.6838 | 5.4261 | 9.7321 | 5.1332 | 6.8985
1241 | 2.9046 | 6.2078 | 3.5779 | 4.5633 | 4.0367 | 6.155 | 4.8981 | 5.566 | 5.1022 | 9.482 | 5.8856 | 7.306 | 6.5897 | 13.378 | 8.0511 | 10.0563 | 6.0983 | 5.6491 | 9.3486 | 5.8856 | 7.7305 | 10.3864 | 11.9058 | 10.0226 | 8.1547 | 7.7749 | 13.3243 | 6.8135 | 11.1652 | 5.5203 | 7.0441 | 5.4396 | 9.578 | 7.3505 | 5.9641 | 8.6675 | 12.7362 | 10.8945 | 14.0001 | 6.8097 | 6.8316 | 9.5978 | 7.1922 | 8.011 | 15.3454 | 8.1223 | 11.5242 | 5.478 | 5.1029 | 8.5205 | 5.2385 | 6.8069 | 9.3452 | 10.4738 | 8.8567 | 7.1758 | 6.8419 | 11.7254 | 6.041 | 9.7768 | 4.985 | 6.3341 | 4.864 | 8.4611 | 6.5851 | 5.4548 | 7.7202 | 11.1877 | 9.6107 | 12.3744 | 6.0847 | 6.0778 | 8.3751 | 6.3963 | 7.2462 | 13.6212 | 7.2145 | 10.0492 | 4.8439 | 4.5351 | 7.5114 | 4.6257 | 5.9069 | 8.1857 | 9.1844 | 7.7224 | 6.3618 | 5.9816 | 10.2358 | 5.2889 | 8.457 | 4.4501 | 5.6956 | 4.3096 | 7.3883 | 5.8265 | 4.9215 | 6.7627 | 9.7075 | 8.3429 | 10.7867 | 5.3864 | 5.3509 | 7.2585 | 5.6691 | 6.4825 | 11.9514 | 6.3181 | 8.6527 | 3.9824 | 3.756 | 6.1646 | 3.8055 | 4.7387 | 6.6563 | 7.4824 | 6.2511 | 5.2645 | 4.8591 | 8.2918 | 4.3016 | 6.7773 | 3.7145 | 4.8019 | 3.5665 | 5.9922 | 4.8091 | 4.1662 | 5.5066 | 7.8042 | 6.7171 | 8.7121 | 4.4425 | 4.3911 | 5.8391 | 4.6867 | 5.4292 | 9.7385 | 5.1365 | 6.9027
1242 | 2.9072 | 6.2125 | 3.5812 | 4.5676 | 4.04 | 6.16 | 4.9034 | 5.572 | 5.106 | 9.49 | 5.8902 | 7.312 | 6.596 | 13.39 | 8.0588 | 10.066 | 6.1019 | 5.6525 | 9.3542 | 5.889 | 7.7355 | 10.3932 | 11.9133 | 10.0288 | 8.1595 | 7.7795 | 13.333 | 6.8175 | 11.172 | 5.5235 | 7.0481 | 5.4428 | 9.5837 | 7.3545 | 5.9674 | 8.6728 | 12.7443 | 10.9013 | 14.0094 | 6.8138 | 6.8354 | 9.6033 | 7.1965 | 8.0155 | 15.3559 | 8.1273 | 11.5311 | 5.4813 | 5.106 | 8.5257 | 5.2414 | 6.8113 | 9.3513 | 10.4805 | 8.8622 | 7.18 | 6.8459 | 11.7331 | 6.0445 | 9.7828 | 4.9879 | 6.3377 | 4.8668 | 8.4662 | 6.5888 | 5.4579 | 7.7249 | 11.1948 | 9.6167 | 12.3827 | 6.0884 | 6.0812 | 8.3799 | 6.4002 | 7.2503 | 13.6303 | 7.219 | 10.0552 | 4.8467 | 4.5378 | 7.516 | 4.6284 | 5.9108 | 8.1911 | 9.1903 | 7.7271 | 6.3655 | 5.9851 | 10.2424 | 5.292 | 8.4622 | 4.4527 | 5.6988 | 4.312 | 7.3927 | 5.8298 | 4.9243 | 6.7668 | 9.7137 | 8.3482 | 10.7939 | 5.3896 | 5.3539 | 7.2626 | 5.6726 | 6.4862 | 11.9595 | 6.3221 | 8.6579 | 3.9847 | 3.7582 | 6.1684 | 3.8077 | 4.7419 | 6.6607 | 7.4871 | 6.255 | 5.2676 | 4.862 | 8.2972 | 4.3041 | 6.7814 | 3.7167 | 4.8046 | 3.5685 | 5.9959 | 4.8118 | 4.1685 | 5.51 | 7.8092 | 6.7214 | 8.7178 | 4.4451 | 4.3935 | 5.8425 | 4.6896 | 5.4323 | 9.745 | 5.1398 | 6.9069
1243 | 2.9098 | 6.2172 | 3.5845 | 4.5719 | 4.0433 | 6.165 | 4.9086 | 5.578 | 5.1098 | 9.498 | 5.8948 | 7.318 | 6.6023 | 13.402 | 8.0665 | 10.0757 | 6.1054 | 5.6559 | 9.3598 | 5.8924 | 7.7405 | 10.4 | 11.9209 | 10.0349 | 8.1643 | 7.784 | 13.3416 | 6.8215 | 11.1787 | 5.5267 | 7.0521 | 5.4459 | 9.5894 | 7.3586 | 5.9707 | 8.678 | 12.7525 | 10.9081 | 14.0188 | 6.818 | 6.8391 | 9.6088 | 7.2009 | 8.02 | 15.3663 | 8.1324 | 11.538 | 5.4845 | 5.109 | 8.5308 | 5.2444 | 6.8158 | 9.3574 | 10.4871 | 8.8676 | 7.1842 | 6.8499 | 11.7407 | 6.0481 | 9.7887 | 4.9908 | 6.3412 | 4.8696 | 8.4712 | 6.5925 | 5.461 | 7.7296 | 11.202 | 9.6227 | 12.3909 | 6.0921 | 6.0845 | 8.3846 | 6.404 | 7.2544 | 13.6395 | 7.2236 | 10.0612 | 4.8496 | 4.5404 | 7.5206 | 4.631 | 5.9146 | 8.1965 | 9.1961 | 7.7319 | 6.3693 | 5.9886 | 10.2491 | 5.295 | 8.4674 | 4.4552 | 5.7021 | 4.3145 | 7.3971 | 5.833 | 4.927 | 6.771 | 9.72 | 8.3535 | 10.801 | 5.3929 | 5.3569 | 7.2668 | 5.676 | 6.4898 | 11.9675 | 6.326 | 8.6631 | 3.987 | 3.7605 | 6.1721 | 3.8099 | 4.745 | 6.6651 | 7.4918 | 6.2588 | 5.2706 | 4.8649 | 8.3026 | 4.3067 | 6.7856 | 3.7188 | 4.8074 | 3.5706 | 5.9995 | 4.8144 | 4.1708 | 5.5133 | 7.8143 | 6.7256 | 8.7235 | 4.4478 | 4.3959 | 5.8458 | 4.6924 | 5.4354 | 9.7515 | 5.143 | 6.911
1244 | 2.9124 | 6.2219 | 3.5877 | 4.5762 | 4.0467 | 6.17 | 4.9139 | 5.584 | 5.1137 | 9.507 | 5.8994 | 7.324 | 6.6087 | 13.413 | 8.0743 | 10.0853 | 6.109 | 5.6593 | 9.3655 | 5.8957 | 7.7455 | 10.4068 | 11.9284 | 10.0411 | 8.1691 | 7.7885 | 13.3503 | 6.8254 | 11.1855 | 5.5299 | 7.056 | 5.449 | 9.5951 | 7.3627 | 5.9741 | 8.6833 | 12.7606 | 10.9149 | 14.0281 | 6.8221 | 6.8429 | 9.6142 | 7.2053 | 8.0246 | 15.3767 | 8.1374 | 11.5449 | 5.4877 | 5.112 | 8.536 | 5.2474 | 6.8202 | 9.3636 | 10.4937 | 8.8731 | 7.1884 | 6.8539 | 11.7483 | 6.0516 | 9.7947 | 4.9936 | 6.3448 | 4.8724 | 8.4763 | 6.5961 | 5.464 | 7.7343 | 11.2092 | 9.6288 | 12.3991 | 6.0958 | 6.0879 | 8.3894 | 6.4079 | 7.2585 | 13.6487 | 7.2281 | 10.0673 | 4.8524 | 4.5431 | 7.5251 | 4.6336 | 5.9185 | 8.2018 | 9.2019 | 7.7367 | 6.373 | 5.9921 | 10.2558 | 5.2981 | 8.4726 | 4.4578 | 5.7053 | 4.317 | 7.4016 | 5.8362 | 4.9298 | 6.7751 | 9.7263 | 8.3587 | 10.8081 | 5.3962 | 5.3598 | 7.2709 | 5.6795 | 6.4935 | 11.9755 | 6.33 | 8.6683 | 3.9894 | 3.7627 | 6.1758 | 3.812 | 4.7481 | 6.6694 | 7.4966 | 6.2627 | 5.2737 | 4.8677 | 8.308 | 4.3092 | 6.7898 | 3.7209 | 4.8101 | 3.5726 | 6.0031 | 4.8171 | 4.1732 | 5.5167 | 7.8194 | 6.7299 | 8.7292 | 4.4505 | 4.3984 | 5.8491 | 4.6953 | 5.4385 | 9.7579 | 5.1463 | 6.9152
1245 | 2.915 | 6.2266 | 3.591 | 4.5805 | 4.05 | 6.175 | 4.9192 | 5.59 | 5.1175 | 9.515 | 5.904 | 7.33 | 6.615 | 13.425 | 8.082 | 10.095 | 6.1126 | 5.6627 | 9.3711 | 5.8991 | 7.7505 | 10.4135 | 11.936 | 10.0473 | 8.1739 | 7.793 | 13.3589 | 6.8294 | 11.1923 | 5.5331 | 7.06 | 5.4521 | 9.6008 | 7.3668 | 5.9774 | 8.6886 | 12.7687 | 10.9218 | 14.0375 | 6.8262 | 6.8467 | 9.6197 | 7.2097 | 8.0291 | 15.3871 | 8.1425 | 11.5519 | 5.4909 | 5.1151 | 8.5412 | 5.2504 | 6.8246 | 9.3697 | 10.5003 | 8.8786 | 7.1926 | 6.8579 | 11.7559 | 6.0551 | 9.8006 | 4.9965 | 6.3483 | 4.8752 | 8.4813 | 6.5998 | 5.4671 | 7.739 | 11.2164 | 9.6348 | 12.4073 | 6.0994 | 6.0913 | 8.3941 | 6.4118 | 7.2626 | 13.6579 | 7.2326 | 10.0733 | 4.8552 | 4.5458 | 7.5297 | 4.6362 | 5.9223 | 8.2072 | 9.2077 | 7.7415 | 6.3767 | 5.9957 | 10.2625 | 5.3012 | 8.4778 | 4.4603 | 5.7085 | 4.3194 | 7.406 | 5.8394 | 4.9325 | 6.7793 | 9.7325 | 8.364 | 10.8152 | 5.3994 | 5.3628 | 7.275 | 5.6829 | 6.4972 | 11.9835 | 6.334 | 8.6736 | 3.9917 | 3.7649 | 6.1796 | 3.8142 | 4.7512 | 6.6738 | 7.5013 | 6.2665 | 5.2768 | 4.8706 | 8.3134 | 4.3117 | 6.794 | 3.723 | 4.8128 | 3.5746 | 6.0067 | 4.8197 | 4.1755 | 5.52 | 7.8244 | 6.7341 | 8.735 | 4.4532 | 4.4008 | 5.8524 | 4.6982 | 5.4416 | 9.7644 | 5.1495 | 6.9194
1246 | 2.9176 | 6.2313 | 3.5943 | 4.5848 | 4.0533 | 6.18 | 4.9245 | 5.596 | 5.1213 | 9.523 | 5.9086 | 7.336 | 6.6213 | 13.437 | 8.0897 | 10.1047 | 6.1162 | 5.666 | 9.3768 | 5.9024 | 7.7556 | 10.4203 | 11.9435 | 10.0535 | 8.1787 | 7.7976 | 13.3676 | 6.8334 | 11.1991 | 5.5362 | 7.0639 | 5.4553 | 9.6065 | 7.3709 | 5.9808 | 8.6939 | 12.7768 | 10.9286 | 14.0468 | 6.8303 | 6.8505 | 9.6251 | 7.214 | 8.0336 | 15.3976 | 8.1475 | 11.5588 | 5.4942 | 5.1181 | 8.5464 | 5.2534 | 6.8291 | 9.3758 | 10.5069 | 8.8841 | 7.1968 | 6.8619 | 11.7636 | 6.0587 | 9.8066 | 4.9994 | 6.3519 | 4.878 | 8.4864 | 6.6034 | 5.4701 | 7.7438 | 11.2235 | 9.6408 | 12.4155 | 6.1031 | 6.0947 | 8.3989 | 6.4157 | 7.2667 | 13.6671 | 7.2371 | 10.0794 | 4.8581 | 4.5485 | 7.5343 | 4.6389 | 5.9262 | 8.2126 | 9.2135 | 7.7462 | 6.3805 | 5.9992 | 10.2691 | 5.3043 | 8.483 | 4.4629 | 5.7117 | 4.3219 | 7.4104 | 5.8427 | 4.9353 | 6.7834 | 9.7388 | 8.3692 | 10.8224 | 5.4027 | 5.3658 | 7.2791 | 5.6864 | 6.5009 | 11.9915 | 6.338 | 8.6788 | 3.9941 | 3.7671 | 6.1833 | 3.8163 | 4.7543 | 6.6782 | 7.5061 | 6.2704 | 5.2799 | 4.8734 | 8.3188 | 4.3142 | 6.7982 | 3.7251 | 4.8155 | 3.5766 | 6.0103 | 4.8224 | 4.1778 | 5.5234 | 7.8295 | 6.7384 | 8.7407 | 4.4559 | 4.4033 | 5.8557 | 4.7011 | 5.4446 | 9.7709 | 5.1528 | 6.9236
1247 | 2.9202 | 6.236 | 3.5975 | 4.5891 | 4.0567 | 6.185 | 4.9298 | 5.602 | 5.1252 | 9.532 | 5.9132 | 7.342 | 6.6277 | 13.448 | 8.0975 | 10.1143 | 6.1198 | 5.6694 | 9.3824 | 5.9058 | 7.7606 | 10.4271 | 11.9511 | 10.0597 | 8.1835 | 7.8021 | 13.3763 | 6.8374 | 11.2058 | 5.5394 | 7.0679 | 5.4584 | 9.6122 | 7.375 | 5.9841 | 8.6992 | 12.7849 | 10.9354 | 14.0561 | 6.8344 | 6.8543 | 9.6306 | 7.2184 | 8.0381 | 15.408 | 8.1526 | 11.5657 | 5.4974 | 5.1212 | 8.5516 | 5.2564 | 6.8335 | 9.3819 | 10.5136 | 8.8895 | 7.2011 | 6.8659 | 11.7712 | 6.0622 | 9.8126 | 5.0023 | 6.3554 | 4.8807 | 8.4914 | 6.6071 | 5.4732 | 7.7485 | 11.2307 | 9.6468 | 12.4237 | 6.1068 | 6.098 | 8.4036 | 6.4196 | 7.2708 | 13.6763 | 7.2416 | 10.0854 | 4.8609 | 4.5512 | 7.5388 | 4.6415 | 5.9301 | 8.218 | 9.2193 | 7.751 | 6.3842 | 6.0027 | 10.2758 | 5.3074 | 8.4881 | 4.4654 | 5.7149 | 4.3243 | 7.4148 | 5.8459 | 4.938 | 6.7875 | 9.745 | 8.3745 | 10.8295 | 5.4059 | 5.3688 | 7.2833 | 5.6899 | 6.5045 | 11.9995 | 6.342 | 8.684 | 3.9964 | 3.7694 | 6.1871 | 3.8185 | 4.7574 | 6.6826 | 7.5108 | 6.2743 | 5.283 | 4.8763 | 8.3243 | 4.3167 | 6.8024 | 3.7273 | 4.8182 | 3.5786 | 6.0139 | 4.825 | 4.1801 | 5.5268 | 7.8345 | 6.7426 | 8.7464 | 4.4586 | 4.4057 | 5.859 | 4.7039 | 5.4477 | 9.7773 | 5.1561 | 6.9278
1248 | 2.9228 | 6.2407 | 3.6008 | 4.5934 | 4.06 | 6.19 | 4.935 | 5.608 | 5.129 | 9.54 | 5.9178 | 7.348 | 6.634 | 13.46 | 8.1052 | 10.124 | 6.1234 | 5.6728 | 9.3881 | 5.9091 | 7.7656 | 10.4339 | 11.9586 | 10.0659 | 8.1883 | 7.8066 | 13.3849 | 6.8413 | 11.2126 | 5.5426 | 7.0719 | 5.4615 | 9.6179 | 7.3791 | 5.9875 | 8.7045 | 12.793 | 10.9422 | 14.0655 | 6.8385 | 6.8581 | 9.6361 | 7.2228 | 8.0427 | 15.4184 | 8.1576 | 11.5726 | 5.5006 | 5.1242 | 8.5567 | 5.2593 | 6.8379 | 9.3881 | 10.5202 | 8.895 | 7.2053 | 6.8699 | 11.7788 | 6.0657 | 9.8185 | 5.0051 | 6.359 | 4.8835 | 8.4965 | 6.6107 | 5.4763 | 7.7532 | 11.2379 | 9.6529 | 12.4319 | 6.1105 | 6.1014 | 8.4084 | 6.4235 | 7.2749 | 13.6855 | 7.2461 | 10.0915 | 4.8638 | 4.5539 | 7.5434 | 4.6441 | 5.9339 | 8.2233 | 9.2251 | 7.7558 | 6.3879 | 6.0062 | 10.2825 | 5.3105 | 8.4933 | 4.468 | 5.7181 | 4.3268 | 7.4193 | 5.8491 | 4.9408 | 6.7917 | 9.7513 | 8.3797 | 10.8366 | 5.4092 | 5.3717 | 7.2874 | 5.6933 | 6.5082 | 12.0075 | 6.3459 | 8.6892 | 3.9987 | 3.7716 | 6.1908 | 3.8207 | 4.7605 | 6.6869 | 7.5155 | 6.2781 | 5.2861 | 4.8791 | 8.3297 | 4.3193 | 6.8066 | 3.7294 | 4.8209 | 3.5807 | 6.0175 | 4.8277 | 4.1825 | 5.5301 | 7.8396 | 6.7469 | 8.7521 | 4.4613 | 4.4081 | 5.8623 | 4.7068 | 5.4508 | 9.7838 | 5.1593 | 6.9319
1249 | 2.9254 | 6.2454 | 3.6041 | 4.5977 | 4.0633 | 6.195 | 4.9403 | 5.614 | 5.1328 | 9.548 | 5.9224 | 7.354 | 6.6403 | 13.472 | 8.1129 | 10.1337 | 6.127 | 5.6762 | 9.3937 | 5.9125 | 7.7706 | 10.4406 | 11.9661 | 10.0721 | 8.1931 | 7.8111 | 13.3936 | 6.8453 | 11.2194 | 5.5458 | 7.0758 | 5.4647 | 9.6236 | 7.3832 | 5.9908 | 8.7098 | 12.8011 | 10.949 | 14.0748 | 6.8426 | 6.8619 | 9.6415 | 7.2272 | 8.0472 | 15.4288 | 8.1626 | 11.5795 | 5.5038 | 5.1272 | 8.5619 | 5.2623 | 6.8424 | 9.3942 | 10.5268 | 8.9005 | 7.2095 | 6.8739 | 11.7864 | 6.0693 | 9.8245 | 5.008 | 6.3626 | 4.8863 | 8.5015 | 6.6144 | 5.4793 | 7.7579 | 11.245 | 9.6589 | 12.4401 | 6.1141 | 6.1048 | 8.4132 | 6.4274 | 7.279 | 13.6947 | 7.2506 | 10.0975 | 4.8667 | 4.5566 | 7.548 | 4.6468 | 5.9378 | 8.2287 | 9.2309 | 7.7606 | 6.3917 | 6.0097 | 10.2891 | 5.3136 | 8.4985 | 4.4706 | 5.7213 | 4.3293 | 7.4237 | 5.8524 | 4.9436 | 6.7958 | 9.7575 | 8.385 | 10.8437 | 5.4125 | 5.3747 | 7.2915 | 5.6968 | 6.5119 | 12.0155 | 6.3499 | 8.6944 | 4.0011 | 3.7738 | 6.1945 | 3.8228 | 4.7636 | 6.6913 | 7.5203 | 6.282 | 5.2892 | 4.882 | 8.3351 | 4.3218 | 6.8108 | 3.7315 | 4.8236 | 3.5827 | 6.0211 | 4.8303 | 4.1848 | 5.5335 | 7.8447 | 6.7511 | 8.7579 | 4.464 | 4.4106 | 5.8656 | 4.7097 | 5.4539 | 9.7903 | 5.1626 | 6.9361
1250 | 2.928 | 6.2501 | 3.6073 | 4.602 | 4.0667 | 6.2 | 4.9456 | 5.62 | 5.1367 | 9.557 | 5.927 | 7.36 | 6.6467 | 13.483 | 8.1207 | 10.1433 | 6.1306 | 5.6796 | 9.3994 | 5.9158 | 7.7756 | 10.4474 | 11.9737 | 10.0783 | 8.1979 | 7.8157 | 13.4023 | 6.8493 | 11.2262 | 5.549 | 7.0798 | 5.4678 | 9.6293 | 7.3873 | 5.9942 | 8.715 | 12.8092 | 10.9558 | 14.0841 | 6.8468 | 6.8657 | 9.647 | 7.2315 | 8.0517 | 15.4393 | 8.1677 | 11.5864 | 5.507 | 5.1303 | 8.5671 | 5.2653 | 6.8468 | 9.4003 | 10.5335 | 8.906 | 7.2137 | 6.8779 | 11.7941 | 6.0728 | 9.8305 | 5.0109 | 6.3661 | 4.8891 | 8.5066 | 6.618 | 5.4824 | 7.7626 | 11.2522 | 9.6649 | 12.4484 | 6.1178 | 6.1082 | 8.4179 | 6.4313 | 7.2831 | 13.7039 | 7.2552 | 10.1036 | 4.8695 | 4.5593 | 7.5525 | 4.6494 | 5.9417 | 8.2341 | 9.2368 | 7.7653 | 6.3954 | 6.0132 | 10.2958 | 5.3167 | 8.5037 | 4.4731 | 5.7245 | 4.3317 | 7.4281 | 5.8556 | 4.9463 | 6.7999 | 9.7638 | 8.3902 | 10.8509 | 5.4157 | 5.3777 | 7.2957 | 5.7003 | 6.5156 | 12.0236 | 6.3539 | 8.6996 | 4.0034 | 3.776 | 6.1983 | 3.825 | 4.7668 | 6.6957 | 7.525 | 6.2859 | 5.2922 | 4.8848 | 8.3405 | 4.3243 | 6.815 | 3.7336 | 4.8263 | 3.5847 | 6.0247 | 4.833 | 4.1871 | 5.5369 | 7.8497 | 6.7554 | 8.7636 | 4.4666 | 4.413 | 5.869 | 4.7126 | 5.457 | 9.7967 | 5.1659 | 6.9403
1251 | 2.9306 | 6.2548 | 3.6106 | 4.6063 | 4.07 | 6.205 | 4.9509 | 5.626 | 5.1405 | 9.565 | 5.9316 | 7.366 | 6.653 | 13.495 | 8.1284 | 10.153 | 6.1342 | 5.6829 | 9.405 | 5.9192 | 7.7806 | 10.4542 | 11.9812 | 10.0845 | 8.2027 | 7.8202 | 13.4109 | 6.8533 | 11.2329 | 5.5522 | 7.0837 | 5.4709 | 9.635 | 7.3914 | 5.9975 | 8.7203 | 12.8173 | 10.9627 | 14.0935 | 6.8509 | 6.8695 | 9.6524 | 7.2359 | 8.0563 | 15.4497 | 8.1727 | 11.5934 | 5.5103 | 5.1333 | 8.5723 | 5.2683 | 6.8512 | 9.4065 | 10.5401 | 8.9114 | 7.2179 | 6.882 | 11.8017 | 6.0763 | 9.8364 | 5.0138 | 6.3697 | 4.8919 | 8.5116 | 6.6217 | 5.4855 | 7.7674 | 11.2594 | 9.6709 | 12.4566 | 6.1215 | 6.1115 | 8.4227 | 6.4352 | 7.2873 | 13.7131 | 7.2597 | 10.1096 | 4.8724 | 4.562 | 7.5571 | 4.652 | 5.9455 | 8.2395 | 9.2426 | 7.7701 | 6.3991 | 6.0168 | 10.3025 | 5.3198 | 8.5089 | 4.4757 | 5.7277 | 4.3342 | 7.4326 | 5.8588 | 4.9491 | 6.8041 | 9.77 | 8.3955 | 10.858 | 5.419 | 5.3806 | 7.2998 | 5.7037 | 6.5192 | 12.0316 | 6.3579 | 8.7049 | 4.0058 | 3.7783 | 6.202 | 3.8272 | 4.7699 | 6.7 | 7.5297 | 6.2897 | 5.2953 | 4.8877 | 8.3459 | 4.3268 | 6.8192 | 3.7358 | 4.829 | 3.5867 | 6.0283 | 4.8356 | 4.1895 | 5.5402 | 7.8548 | 6.7596 | 8.7693 | 4.4693 | 4.4155 | 5.8723 | 4.7154 | 5.4601 | 9.8032 | 5.1691 | 6.9445
1252 | 2.9332 | 6.2594 | 3.6139 | 4.6106 | 4.0733 | 6.21 | 4.9562 | 5.632 | 5.1443 | 9.573 | 5.9362 | 7.372 | 6.6593 | 13.507 | 8.1361 | 10.1627 | 6.1378 | 5.6863 | 9.4106 | 5.9226 | 7.7857 | 10.461 | 11.9888 | 10.0907 | 8.2074 | 7.8247 | 13.4196 | 6.8572 | 11.2397 | 5.5553 | 7.0877 | 5.4741 | 9.6408 | 7.3955 | 6.0008 | 8.7256 | 12.8254 | 10.9695 | 14.1028 | 6.855 | 6.8733 | 9.6579 | 7.2403 | 8.0608 | 15.4601 | 8.1778 | 11.6003 | 5.5135 | 5.1364 | 8.5775 | 5.2713 | 6.8557 | 9.4126 | 10.5467 | 8.9169 | 7.2221 | 6.886 | 11.8093 | 6.0799 | 9.8424 | 5.0166 | 6.3732 | 4.8947 | 8.5167 | 6.6254 | 5.4885 | 7.7721 | 11.2665 | 9.677 | 12.4648 | 6.1252 | 6.1149 | 8.4274 | 6.4391 | 7.2914 | 13.7223 | 7.2642 | 10.1156 | 4.8752 | 4.5647 | 7.5617 | 4.6547 | 5.9494 | 8.2448 | 9.2484 | 7.7749 | 6.4029 | 6.0203 | 10.3091 | 5.3229 | 8.5141 | 4.4782 | 5.7309 | 4.3366 | 7.437 | 5.8621 | 4.9518 | 6.8082 | 9.7763 | 8.4008 | 10.8651 | 5.4222 | 5.3836 | 7.3039 | 5.7072 | 6.5229 | 12.0396 | 6.3619 | 8.7101 | 4.0081 | 3.7805 | 6.2058 | 3.8293 | 4.773 | 6.7044 | 7.5345 | 6.2936 | 5.2984 | 4.8906 | 8.3513 | 4.3293 | 6.8234 | 3.7379 | 4.8317 | 3.5887 | 6.0319 | 4.8383 | 4.1918 | 5.5436 | 7.8598 | 6.7639 | 8.775 | 4.472 | 4.4179 | 5.8756 | 4.7183 | 5.4631 | 9.8097 | 5.1724 | 6.9487
1253 | 2.9358 | 6.2641 | 3.6171 | 4.6149 | 4.0767 | 6.215 | 4.9614 | 5.638 | 5.1482 | 9.582 | 5.9408 | 7.378 | 6.6657 | 13.518 | 8.1439 | 10.1723 | 6.1414 | 5.6897 | 9.4163 | 5.9259 | 7.7907 | 10.4678 | 11.9963 | 10.0969 | 8.2122 | 7.8292 | 13.4283 | 6.8612 | 11.2465 | 5.5585 | 7.0917 | 5.4772 | 9.6465 | 7.3996 | 6.0042 | 8.7309 | 12.8335 | 10.9763 | 14.1121 | 6.8591 | 6.8771 | 9.6634 | 7.2447 | 8.0653 | 15.4705 | 8.1828 | 11.6072 | 5.5167 | 5.1394 | 8.5826 | 5.2742 | 6.8601 | 9.4187 | 10.5533 | 8.9224 | 7.2263 | 6.89 | 11.8169 | 6.0834 | 9.8484 | 5.0195 | 6.3768 | 4.8975 | 8.5217 | 6.629 | 5.4916 | 7.7768 | 11.2737 | 9.683 | 12.473 | 6.1289 | 6.1183 | 8.4322 | 6.443 | 7.2955 | 13.7315 | 7.2687 | 10.1217 | 4.8781 | 4.5674 | 7.5662 | 4.6573 | 5.9533 | 8.2502 | 9.2542 | 7.7797 | 6.4066 | 6.0238 | 10.3158 | 5.326 | 8.5193 | 4.4808 | 5.7341 | 4.3391 | 7.4414 | 5.8653 | 4.9546 | 6.8123 | 9.7825 | 8.406 | 10.8722 | 5.4255 | 5.3866 | 7.308 | 5.7107 | 6.5266 | 12.0476 | 6.3658 | 8.7153 | 4.0104 | 3.7827 | 6.2095 | 3.8315 | 4.7761 | 6.7088 | 7.5392 | 6.2975 | 5.3015 | 4.8934 | 8.3567 | 4.3319 | 6.8276 | 3.74 | 4.8344 | 3.5908 | 6.0355 | 4.8409 | 4.1941 | 5.547 | 7.8649 | 6.7681 | 8.7807 | 4.4747 | 4.4203 | 5.8789 | 4.7212 | 5.4662 | 9.8161 | 5.1757 | 6.9528
1254 | 2.9384 | 6.2688 | 3.6204 | 4.6192 | 4.08 | 6.22 | 4.9667 | 5.644 | 5.152 | 9.59 | 5.9454 | 7.384 | 6.672 | 13.53 | 8.1516 | 10.182 | 6.145 | 5.6931 | 9.4219 | 5.9293 | 7.7957 | 10.4745 | 12.0038 | 10.1031 | 8.217 | 7.8338 | 13.4369 | 6.8652 | 11.2532 | 5.5617 | 7.0956 | 5.4803 | 9.6522 | 7.4037 | 6.0075 | 8.7362 | 12.8416 | 10.9831 | 14.1215 | 6.8632 | 6.8809 | 9.6688 | 7.249 | 8.0698 | 15.481 | 8.1878 | 11.6141 | 5.5199 | 5.1425 | 8.5878 | 5.2772 | 6.8645 | 9.4248 | 10.56 | 8.9279 | 7.2305 | 6.894 | 11.8246 | 6.0869 | 9.8543 | 5.0224 | 6.3804 | 4.9003 | 8.5268 | 6.6327 | 5.4946 | 7.7815 | 11.2809 | 9.689 | 12.4812 | 6.1325 | 6.1217 | 8.4369 | 6.4469 | 7.2996 | 13.7407 | 7.2732 | 10.1277 | 4.8809 | 4.5701 | 7.5708 | 4.6599 | 5.9571 | 8.2556 | 9.26 | 7.7845 | 6.4103 | 6.0273 | 10.3225 | 5.3291 | 8.5245 | 4.4834 | 5.7373 | 4.3415 | 7.4458 | 5.8685 | 4.9573 | 6.8165 | 9.7888 | 8.4113 | 10.8794 | 5.4287 | 5.3896 | 7.3121 | 5.7141 | 6.5303 | 12.0556 | 6.3698 | 8.7205 | 4.0128 | 3.7849 | 6.2133 | 3.8336 | 4.7792 | 6.7132 | 7.544 | 6.3013 | 5.3046 | 4.8963 | 8.3621 | 4.3344 | 6.8317 | 3.7422 | 4.8371 | 3.5928 | 6.0391 | 4.8436 | 4.1964 | 5.5503 | 7.8699 | 6.7724 | 8.7865 | 4.4774 | 4.4228 | 5.8822 | 4.7241 | 5.4693 | 9.8226 | 5.1789 | 6.957
1255 | 2.941 | 6.2735 | 3.6237 | 4.6235 | 4.0827 | 6.225 | 4.972 | 5.65 | 5.1558 | 9.598 | 5.95 | 7.39 | 6.6783 | 13.542 | 8.1593 | 10.1917 | 6.1485 | 5.6965 | 9.4276 | 5.9326 | 7.8007 | 10.4813 | 12.0114 | 10.1093 | 8.2218 | 7.8383 | 13.4456 | 6.8691 | 11.26 | 5.5649 | 7.0996 | 5.4834 | 9.6579 | 7.4078 | 6.0109 | 8.7415 | 12.8498 | 10.9899 | 14.1308 | 6.8673 | 6.8847 | 9.6743 | 7.2534 | 8.0744 | 15.4914 | 8.1929 | 11.621 | 5.5232 | 5.1455 | 8.593 | 5.2802 | 6.8689 | 9.431 | 10.5666 | 8.9333 | 7.2347 | 6.898 | 11.8322 | 6.0904 | 9.8603 | 5.0252 | 6.3839 | 4.9031 | 8.5318 | 6.6363 | 5.4977 | 7.7862 | 11.2881 | 9.6951 | 12.4894 | 6.1362 | 6.125 | 8.4417 | 6.4508 | 7.3037 | 13.7499 | 7.2777 | 10.1338 | 4.8838 | 4.5728 | 7.5754 | 4.6625 | 5.961 | 8.2609 | 9.2658 | 7.7892 | 6.414 | 6.0308 | 10.3292 | 5.3322 | 8.5297 | 4.4859 | 5.7405 | 4.344 | 7.4503 | 5.8717 | 4.9601 | 6.8206 | 9.795 | 8.4165 | 10.8865 | 5.432 | 5.3925 | 7.3163 | 5.7176 | 6.5339 | 12.0636 | 6.3738 | 8.7257 | 4.0151 | 3.7872 | 6.217 | 3.8358 | 4.7823 | 6.7175 | 7.5487 | 6.3052 | 5.3077 | 4.8991 | 8.3675 | 4.3369 | 6.8359 | 3.7443 | 4.8398 | 3.5948 | 6.0427 | 4.8462 | 4.1988 | 5.5537 | 7.875 | 6.7766 | 8.7922 | 4.4801 | 4.4252 | 5.8855 | 4.7269 | 5.4724 | 9.8291 | 5.1822 | 6.9612
1256 | 2.9436 | 6.2782 | 3.6269 | 4.6278 | 4.0855 | 6.23 | 4.9773 | 5.656 | 5.1597 | 9.607 | 5.9546 | 7.396 | 6.6847 | 13.553 | 8.1671 | 10.2013 | 6.1521 | 5.6999 | 9.4332 | 5.936 | 7.8057 | 10.4881 | 12.0189 | 10.1155 | 8.2266 | 7.8428 | 13.4542 | 6.8731 | 11.2668 | 5.5681 | 7.1036 | 5.4866 | 9.6636 | 7.4119 | 6.0142 | 8.7468 | 12.8579 | 10.9967 | 14.1402 | 6.8714 | 6.8885 | 9.6798 | 7.2578 | 8.0789 | 15.5018 | 8.1979 | 11.6279 | 5.5264 | 5.1485 | 8.5982 | 5.2832 | 6.8734 | 9.4371 | 10.5732 | 8.9388 | 7.239 | 6.902 | 11.8398 | 6.094 | 9.8662 | 5.0281 | 6.3875 | 4.9058 | 8.5369 | 6.64 | 5.5008 | 7.7909 | 11.2952 | 9.7011 | 12.4976 | 6.1399 | 6.1284 | 8.4465 | 6.4547 | 7.3078 | 13.7591 | 7.2822 | 10.1398 | 4.8866 | 4.5755 | 7.5799 | 4.6652 | 5.9648 | 8.2663 | 9.2716 | 7.794 | 6.4178 | 6.0343 | 10.3358 | 5.3353 | 8.5348 | 4.4885 | 5.7437 | 4.3465 | 7.4547 | 5.875 | 4.9629 | 6.8248 | 9.8013 | 8.4218 | 10.8936 | 5.4353 | 5.3955 | 7.3204 | 5.721 | 6.5376 | 12.0716 | 6.3778 | 8.7309 | 4.0174 | 3.7894 | 6.2207 | 3.838 | 4.7854 | 6.7219 | 7.5534 | 6.309 | 5.3108 | 4.902 | 8.373 | 4.3394 | 6.8401 | 3.7464 | 4.8425 | 3.5968 | 6.0463 | 4.8489 | 4.2011 | 5.557 | 7.8801 | 6.7809 | 8.7979 | 4.4828 | 4.4276 | 5.8888 | 4.7298 | 5.4755 | 9.8355 | 5.1854 | 6.9654
1257 | 2.9462 | 6.2829 | 3.6302 | 4.6321 | 4.0882 | 6.235 | 4.9826 | 5.662 | 5.1635 | 9.615 | 5.9592 | 7.402 | 6.691 | 13.565 | 8.1748 | 10.211 | 6.1557 | 5.7033 | 9.4389 | 5.9393 | 7.8107 | 10.4949 | 12.0265 | 10.1217 | 8.2314 | 7.8473 | 13.4629 | 6.8771 | 11.2736 | 5.5713 | 7.1075 | 5.4897 | 9.6693 | 7.416 | 6.0176 | 8.752 | 12.866 | 11.0036 | 14.1495 | 6.8756 | 6.8923 | 9.6852 | 7.2622 | 8.0834 | 15.5122 | 8.203 | 11.6349 | 5.5296 | 5.1516 | 8.6034 | 5.2862 | 6.8778 | 9.4432 | 10.5798 | 8.9443 | 7.2432 | 6.906 | 11.8474 | 6.0975 | 9.8722 | 5.031 | 6.391 | 4.9086 | 8.5419 | 6.6436 | 5.5038 | 7.7956 | 11.3024 | 9.7071 | 12.5059 | 6.1436 | 6.1318 | 8.4512 | 6.4586 | 7.3119 | 13.7683 | 7.2868 | 10.1459 | 4.8895 | 4.5782 | 7.5845 | 4.6678 | 5.9687 | 8.2717 | 9.2775 | 7.7988 | 6.4215 | 6.0379 | 10.3425 | 5.3384 | 8.54 | 4.491 | 5.7469 | 4.3489 | 7.4591 | 5.8782 | 4.9656 | 6.8289 | 9.8075 | 8.427 | 10.9007 | 5.4385 | 5.3985 | 7.3245 | 5.7245 | 6.5413 | 12.0797 | 6.3818 | 8.7362 | 4.0198 | 3.7916 | 6.2245 | 3.8401 | 4.7886 | 6.7263 | 7.5582 | 6.3129 | 5.3138 | 4.9048 | 8.3784 | 4.3419 | 6.8443 | 3.7485 | 4.8452 | 3.5988 | 6.0499 | 4.8515 | 4.2034 | 5.5604 | 7.8851 | 6.7851 | 8.8036 | 4.4854 | 4.4301 | 5.8922 | 4.7327 | 5.4786 | 9.842 | 5.1887 | 6.9696
1258 | 2.9488 | 6.2876 | 3.6335 | 4.6364 | 4.0909 | 6.24 | 4.9878 | 5.668 | 5.1673 | 9.623 | 5.9638 | 7.408 | 6.6973 | 13.577 | 8.1825 | 10.2207 | 6.1593 | 5.7066 | 9.4445 | 5.9427 | 7.8158 | 10.5016 | 12.034 | 10.1279 | 8.2362 | 7.8519 | 13.4716 | 6.8811 | 11.2804 | 5.5744 | 7.1115 | 5.4928 | 9.675 | 7.4201 | 6.0209 | 8.7573 | 12.8741 | 11.0104 | 14.1588 | 6.8797 | 6.8961 | 9.6907 | 7.2666 | 8.0879 | 15.5227 | 8.208 | 11.6418 | 5.5328 | 5.1546 | 8.6085 | 5.2891 | 6.8822 | 9.4493 | 10.5864 | 8.9497 | 7.2474 | 6.91 | 11.8551 | 6.101 | 9.8782 | 5.0339 | 6.3946 | 4.9114 | 8.547 | 6.6473 | 5.5069 | 7.8004 | 11.3096 | 9.7131 | 12.5141 | 6.1472 | 6.1352 | 8.456 | 6.4625 | 7.316 | 13.7775 | 7.2913 | 10.1519 | 4.8923 | 4.5809 | 7.5891 | 4.6704 | 5.9726 | 8.2771 | 9.2833 | 7.8035 | 6.4252 | 6.0414 | 10.3492 | 5.3415 | 8.5452 | 4.4936 | 5.7501 | 4.3514 | 7.4635 | 5.8814 | 4.9684 | 6.833 | 9.8138 | 8.4323 | 10.9079 | 5.4418 | 5.4015 | 7.3286 | 5.728 | 6.545 | 12.0877 | 6.3857 | 8.7414 | 4.0221 | 3.7938 | 6.2282 | 3.8423 | 4.7917 | 6.7307 | 7.5629 | 6.3168 | 5.3169 | 4.9077 | 8.3838 | 4.3445 | 6.8485 | 3.7506 | 4.8479 | 3.6009 | 6.0535 | 4.8542 | 4.2057 | 5.5638 | 7.8902 | 6.7894 | 8.8094 | 4.4881 | 4.4325 | 5.8955 | 4.7355 | 5.4816 | 9.8485 | 5.192 | 6.9737
1259 | 2.9514 | 6.2923 | 3.6367 | 4.6407 | 4.0936 | 6.245 | 4.9931 | 5.674 | 5.1712 | 9.632 | 5.9684 | 7.414 | 6.7037 | 13.588 | 8.1903 | 10.2303 | 6.1629 | 5.71 | 9.4502 | 5.946 | 7.8208 | 10.5084 | 12.0416 | 10.1341 | 8.241 | 7.8564 | 13.4802 | 6.885 | 11.2871 | 5.5776 | 7.1154 | 5.496 | 9.6807 | 7.4242 | 6.0243 | 8.7626 | 12.8822 | 11.0172 | 14.1682 | 6.8838 | 6.8999 | 9.6961 | 7.2709 | 8.0925 | 15.5331 | 8.2131 | 11.6487 | 5.5361 | 5.1577 | 8.6137 | 5.2921 | 6.8867 | 9.4555 | 10.5931 | 8.9552 | 7.2516 | 6.914 | 11.8627 | 6.1046 | 9.8841 | 5.0367 | 6.3981 | 4.9142 | 8.552 | 6.6509 | 5.5099 | 7.8051 | 11.3167 | 9.7192 | 12.5223 | 6.1509 | 6.1385 | 8.4607 | 6.4664 | 7.3201 | 13.7867 | 7.2958 | 10.158 | 4.8952 | 4.5836 | 7.5936 | 4.6731 | 5.9764 | 8.2824 | 9.2891 | 7.8083 | 6.429 | 6.0449 | 10.3558 | 5.3446 | 8.5504 | 4.4961 | 5.7533 | 4.3538 | 7.468 | 5.8847 | 4.9711 | 6.8372 | 9.82 | 8.4375 | 10.915 | 5.445 | 5.4044 | 7.3328 | 5.7314 | 6.5486 | 12.0957 | 6.3897 | 8.7466 | 4.0245 | 3.7961 | 6.232 | 3.8444 | 4.7948 | 6.735 | 7.5677 | 6.3206 | 5.32 | 4.9105 | 8.3892 | 4.347 | 6.8527 | 3.7528 | 4.8506 | 3.6029 | 6.0571 | 4.8568 | 4.2081 | 5.5671 | 7.8952 | 6.7936 | 8.8151 | 4.4908 | 4.435 | 5.8988 | 4.7384 | 5.4847 | 9.8549 | 5.1952 | 6.9779
1260 | 2.954 | 6.297 | 3.64 | 4.645 | 4.0964 | 6.25 | 4.9984 | 5.68 | 5.175 | 9.64 | 5.973 | 7.42 | 6.71 | 13.6 | 8.198 | 10.24 | 6.1665 | 5.7134 | 9.4558 | 5.9494 | 7.8258 | 10.5152 | 12.0491 | 10.1403 | 8.2458 | 7.8609 | 13.4889 | 6.889 | 11.2939 | 5.5808 | 7.1194 | 5.4991 | 9.6864 | 7.4283 | 6.0276 | 8.7679 | 12.8903 | 11.024 | 14.1775 | 6.8879 | 6.9037 | 9.7016 | 7.2753 | 8.097 | 15.5435 | 8.2181 | 11.6556 | 5.5393 | 5.1607 | 8.6189 | 5.2951 | 6.8911 | 9.4616 | 10.5997 | 8.9607 | 7.2558 | 6.918 | 11.8703 | 6.1081 | 9.8901 | 5.0396 | 6.4017 | 4.917 | 8.5571 | 6.6546 | 5.513 | 7.8098 | 11.3239 | 9.7252 | 12.5305 | 6.1546 | 6.1419 | 8.4655 | 6.4703 | 7.3242 | 13.7959 | 7.3003 | 10.164 | 4.898 | 4.5863 | 7.5982 | 4.6757 | 5.9803 | 8.2878 | 9.2949 | 7.8131 | 6.4327 | 6.0484 | 10.3625 | 5.3477 | 8.5556 | 4.4987 | 5.7565 | 4.3563 | 7.4724 | 5.8879 | 4.9739 | 6.8413 | 9.8263 | 8.4428 | 10.9221 | 5.4483 | 5.4074 | 7.3369 | 5.7349 | 6.5523 | 12.1037 | 6.3937 | 8.7518 | 4.0268 | 3.7983 | 6.2357 | 3.8466 | 4.7979 | 6.7394 | 7.5724 | 6.3245 | 5.3231 | 4.9134 | 8.3946 | 4.3495 | 6.8569 | 3.7549 | 4.8533 | 3.6049 | 6.0607 | 4.8595 | 4.2104 | 5.5705 | 7.9003 | 6.7979 | 8.8208 | 4.4935 | 4.4374 | 5.9021 | 4.7413 | 5.4878 | 9.8614 | 5.1985 | 6.9821
1261 | 2.9561 | 6.3017 | 3.6427 | 4.6485 | 4.0991 | 6.255 | 5.0026 | 5.6847 | 5.1783 | 9.648 | 5.9771 | 7.4255 | 6.7147 | 13.61 | 8.204 | 10.2477 | 6.1701 | 5.7168 | 9.4614 | 5.9528 | 7.8308 | 10.522 | 12.0566 | 10.1465 | 8.2506 | 7.8654 | 13.4976 | 6.893 | 11.3007 | 5.584 | 7.1234 | 5.5022 | 9.6921 | 7.4324 | 6.0309 | 8.7732 | 12.8984 | 11.0308 | 14.1868 | 6.892 | 6.9075 | 9.7071 | 7.2797 | 8.1015 | 15.5539 | 8.2231 | 11.6625 | 5.5425 | 5.1637 | 8.6241 | 5.2981 | 6.8955 | 9.4677 | 10.6063 | 8.9662 | 7.26 | 6.922 | 11.8779 | 6.1116 | 9.8961 | 5.0425 | 6.4053 | 4.9198 | 8.5622 | 6.6583 | 5.5161 | 7.8145 | 11.3311 | 9.7312 | 12.5387 | 6.1583 | 6.1453 | 8.4703 | 6.4742 | 7.3283 | 13.8051 | 7.3048 | 10.17 | 4.9009 | 4.589 | 7.6028 | 4.6783 | 5.9842 | 8.2932 | 9.3007 | 7.8179 | 6.4364 | 6.0519 | 10.3692 | 5.3508 | 8.5608 | 4.5013 | 5.7597 | 4.3588 | 7.4768 | 5.8911 | 4.9767 | 6.8454 | 9.8326 | 8.4481 | 10.9292 | 5.4516 | 5.4104 | 7.341 | 5.7384 | 6.556 | 12.1117 | 6.3977 | 8.757 | 4.0291 | 3.8005 | 6.2394 | 3.8488 | 4.801 | 6.7438 | 7.5771 | 6.3284 | 5.3262 | 4.9163 | 8.4 | 4.352 | 6.8611 | 3.757 | 4.856 | 3.6069 | 6.0643 | 4.8622 | 4.2127 | 5.5739 | 7.9054 | 6.8022 | 8.8265 | 4.4962 | 4.4398 | 5.9054 | 4.7442 | 5.4909 | 9.8679 | 5.2018 | 6.9863
1262 | 2.9583 | 6.3064 | 3.6454 | 4.652 | 4.1018 | 6.26 | 5.0068 | 5.6895 | 5.1815 | 9.655 | 5.9811 | 7.431 | 6.7195 | 13.621 | 8.2101 | 10.2555 | 6.1737 | 5.7202 | 9.4671 | 5.9561 | 7.8358 | 10.5288 | 12.0642 | 10.1527 | 8.2554 | 7.87 | 13.5062 | 6.8969 | 11.3074 | 5.5872 | 7.1273 | 5.5054 | 9.6978 | 7.4365 | 6.0343 | 8.7785 | 12.9065 | 11.0376 | 14.1962 | 6.8961 | 6.9113 | 9.7125 | 7.284 | 8.1061 | 15.5644 | 8.2282 | 11.6694 | 5.5458 | 5.1668 | 8.6293 | 5.3011 | 6.9 | 9.4739 | 10.6129 | 8.9717 | 7.2642 | 6.926 | 11.8856 | 6.1152 | 9.902 | 5.0453 | 6.4088 | 4.9226 | 8.5672 | 6.6619 | 5.5191 | 7.8192 | 11.3382 | 9.7373 | 12.5469 | 6.162 | 6.1487 | 8.475 | 6.4781 | 7.3324 | 13.8143 | 7.3093 | 10.1761 | 4.9037 | 4.5917 | 7.6073 | 4.681 | 5.988 | 8.2985 | 9.3065 | 7.8227 | 6.4402 | 6.0554 | 10.3758 | 5.3539 | 8.566 | 4.5038 | 5.7629 | 4.3612 | 7.4813 | 5.8944 | 4.9794 | 6.8496 | 9.8388 | 8.4533 | 10.9364 | 5.4548 | 5.4133 | 7.3452 | 5.7418 | 6.5597 | 12.1197 | 6.4017 | 8.7622 | 4.0315 | 3.8028 | 6.2432 | 3.8509 | 4.8041 | 6.7481 | 7.5819 | 6.3322 | 5.3293 | 4.9191 | 8.4054 | 4.3545 | 6.8653 | 3.7591 | 4.8587 | 3.6089 | 6.0679 | 4.8648 | 4.2151 | 5.5772 | 7.9104 | 6.8064 | 8.8322 | 4.4989 | 4.4423 | 5.9087 | 4.7471 | 5.494 | 9.8743 | 5.205 | 6.9905
1263 | 2.9604 | 6.311 | 3.648 | 4.6556 | 4.1045 | 6.265 | 5.0109 | 5.6942 | 5.1848 | 9.662 | 5.9851 | 7.4365 | 6.7242 | 13.632 | 8.2161 | 10.2633 | 6.1773 | 5.7236 | 9.4727 | 5.9595 | 7.8408 | 10.5355 | 12.0717 | 10.1589 | 8.2602 | 7.8745 | 13.5149 | 6.9009 | 11.3142 | 5.5904 | 7.1313 | 5.5085 | 9.7035 | 7.4406 | 6.0376 | 8.7838 | 12.9146 | 11.0445 | 14.2055 | 6.9002 | 6.9151 | 9.718 | 7.2884 | 8.1106 | 15.5748 | 8.2332 | 11.6764 | 5.549 | 5.1698 | 8.6344 | 5.304 | 6.9044 | 9.48 | 10.6196 | 8.9771 | 7.2684 | 6.93 | 11.8932 | 6.1187 | 9.908 | 5.0482 | 6.4124 | 4.9254 | 8.5723 | 6.6656 | 5.5222 | 7.8239 | 11.3454 | 9.7433 | 12.5551 | 6.1656 | 6.152 | 8.4798 | 6.482 | 7.3365 | 13.8235 | 7.3138 | 10.1821 | 4.9066 | 4.5944 | 7.6119 | 4.6836 | 5.9919 | 8.3039 | 9.3123 | 7.8274 | 6.4439 | 6.059 | 10.3825 | 5.357 | 8.5712 | 4.5064 | 5.7661 | 4.3637 | 7.4857 | 5.8976 | 4.9822 | 6.8537 | 9.8451 | 8.4586 | 10.9435 | 5.4581 | 5.4163 | 7.3493 | 5.7453 | 6.5633 | 12.1277 | 6.4056 | 8.7675 | 4.0338 | 3.805 | 6.2469 | 3.8531 | 4.8072 | 6.7525 | 7.5866 | 6.3361 | 5.3324 | 4.922 | 8.4108 | 4.3571 | 6.8695 | 3.7613 | 4.8614 | 3.611 | 6.0715 | 4.8675 | 4.2174 | 5.5806 | 7.9155 | 6.8107 | 8.838 | 4.5016 | 4.4447 | 5.912 | 4.7499 | 5.4971 | 9.8808 | 5.2083 | 6.9946
1264 | 2.9625 | 6.3157 | 3.6507 | 4.6591 | 4.1073 | 6.27 | 5.0151 | 5.699 | 5.188 | 9.67 | 5.9892 | 7.442 | 6.729 | 13.642 | 8.2221 | 10.271 | 6.1809 | 5.7269 | 9.4784 | 5.9628 | 7.8459 | 10.5423 | 12.0793 | 10.1651 | 8.265 | 7.879 | 13.5236 | 6.9049 | 11.321 | 5.5935 | 7.1352 | 5.5116 | 9.7092 | 7.4447 | 6.041 | 8.789 | 12.9227 | 11.0513 | 14.2148 | 6.9044 | 6.9189 | 9.7234 | 7.2928 | 8.1151 | 15.5852 | 8.2383 | 11.6833 | 5.5522 | 5.1729 | 8.6396 | 5.307 | 6.9088 | 9.4861 | 10.6262 | 8.9826 | 7.2726 | 6.934 | 11.9008 | 6.1222 | 9.914 | 5.0511 | 6.4159 | 4.9282 | 8.5773 | 6.6692 | 5.5252 | 7.8287 | 11.3526 | 9.7493 | 12.5634 | 6.1693 | 6.1554 | 8.4845 | 6.4859 | 7.3406 | 13.8327 | 7.3184 | 10.1882 | 4.9094 | 4.5971 | 7.6165 | 4.6862 | 5.9958 | 8.3093 | 9.3182 | 7.8322 | 6.4476 | 6.0625 | 10.3892 | 5.3601 | 8.5764 | 4.5089 | 5.7693 | 4.3661 | 7.4901 | 5.9008 | 4.9849 | 6.8578 | 9.8513 | 8.4638 | 10.9506 | 5.4613 | 5.4193 | 7.3534 | 5.7488 | 6.567 | 12.1358 | 6.4096 | 8.7727 | 4.0362 | 3.8072 | 6.2507 | 3.8552 | 4.8104 | 6.7569 | 7.5914 | 6.34 | 5.3354 | 4.9248 | 8.4162 | 4.3596 | 6.8737 | 3.7634 | 4.8641 | 3.613 | 6.0751 | 4.8701 | 4.2197 | 5.584 | 7.9205 | 6.8149 | 8.8437 | 4.5042 | 4.4472 | 5.9154 | 4.7528 | 5.5001 | 9.8873 | 5.2116 | 6.9988
1265 | 2.9646 | 6.3204 | 3.6534 | 4.6626 | 4.11 | 6.275 | 5.0193 | 5.7037 | 5.1913 | 9.678 | 5.9932 | 7.4475 | 6.7337 | 13.652 | 8.2281 | 10.2788 | 6.1845 | 5.7303 | 9.484 | 5.9662 | 7.8509 | 10.5491 | 12.0868 | 10.1713 | 8.2698 | 7.8835 | 13.5322 | 6.9089 | 11.3278 | 5.5967 | 7.1392 | 5.5148 | 9.7149 | 7.4488 | 6.0443 | 8.7943 | 12.9308 | 11.0581 | 14.2242 | 6.9085 | 6.9227 | 9.7289 | 7.2972 | 8.1196 | 15.5956 | 8.2433 | 11.6902 | 5.5554 | 5.1759 | 8.6448 | 5.31 | 6.9133 | 9.4922 | 10.6328 | 8.9881 | 7.2769 | 6.938 | 11.9084 | 6.1258 | 9.9199 | 5.054 | 6.4195 | 4.9309 | 8.5824 | 6.6729 | 5.5283 | 7.8334 | 11.3597 | 9.7553 | 12.5716 | 6.173 | 6.1588 | 8.4893 | 6.4898 | 7.3447 | 13.8419 | 7.3229 | 10.1942 | 4.9123 | 4.5998 | 7.621 | 4.6889 | 5.9996 | 8.3147 | 9.324 | 7.837 | 6.4514 | 6.066 | 10.3958 | 5.3632 | 8.5815 | 4.5115 | 5.7725 | 4.3686 | 7.4945 | 5.9041 | 4.9877 | 6.862 | 9.8576 | 8.4691 | 10.9577 | 5.4646 | 5.4223 | 7.3575 | 5.7522 | 6.5707 | 12.1438 | 6.4136 | 8.7779 | 4.0385 | 3.8094 | 6.2544 | 3.8574 | 4.8135 | 6.7613 | 7.5961 | 6.3438 | 5.3385 | 4.9277 | 8.4217 | 4.3621 | 6.8779 | 3.7655 | 4.8668 | 3.615 | 6.0787 | 4.8728 | 4.222 | 5.5873 | 7.9256 | 6.8192 | 8.8494 | 4.5069 | 4.4496 | 5.9187 | 4.7557 | 5.5032 | 9.8937 | 5.2148 | 7.003
1266 | 2.9668 | 6.3248 | 3.6561 | 4.6662 | 4.1127 | 6.28 | 5.0235 | 5.7085 | 5.1945 | 9.685 | 5.9973 | 7.453 | 6.7385 | 13.663 | 8.2341 | 10.2865 | 6.1881 | 5.7337 | 9.4897 | 5.9695 | 7.8559 | 10.5559 | 12.0944 | 10.1775 | 8.2746 | 7.8881 | 13.5409 | 6.9128 | 11.3346 | 5.5999 | 7.1432 | 5.5179 | 9.7206 | 7.4529 | 6.0477 | 8.7996 | 12.939 | 11.0649 | 14.2335 | 6.9126 | 6.9265 | 9.7344 | 7.3015 | 8.1242 | 15.606 | 8.2484 | 11.6971 | 5.5587 | 5.179 | 8.65 | 5.313 | 6.9177 | 9.4984 | 10.6395 | 8.9936 | 7.2811 | 6.942 | 11.9161 | 6.1293 | 9.9259 | 5.0568 | 6.423 | 4.9337 | 8.5874 | 6.6765 | 5.5314 | 7.8381 | 11.3669 | 9.7614 | 12.5798 | 6.1767 | 6.1621 | 8.494 | 6.4937 | 7.3488 | 13.8511 | 7.3274 | 10.2003 | 4.9151 | 4.6025 | 7.6256 | 4.6915 | 6.0035 | 8.32 | 9.3298 | 7.8417 | 6.4551 | 6.0695 | 10.4025 | 5.3663 | 8.5867 | 4.5141 | 5.7757 | 4.371 | 7.499 | 5.9073 | 4.9904 | 6.8661 | 9.8638 | 8.4743 | 10.9649 | 5.4678 | 5.4252 | 7.3617 | 5.7557 | 6.5744 | 12.1518 | 6.4176 | 8.7831 | 4.0408 | 3.8117 | 6.2582 | 3.8596 | 4.8166 | 6.7656 | 7.6008 | 6.3477 | 5.3416 | 4.9305 | 8.4271 | 4.3646 | 6.882 | 3.7676 | 4.8695 | 3.617 | 6.0823 | 4.8754 | 4.2244 | 5.5907 | 7.9307 | 6.8234 | 8.8551 | 4.5096 | 4.452 | 5.922 | 4.7586 | 5.5063 | 9.9002 | 5.2181 | 7.0072
1267 | 2.9689 | 6.3292 | 3.6587 | 4.6697 | 4.1155 | 6.285 | 5.0277 | 5.7132 | 5.1978 | 9.692 | 6.0013 | 7.4585 | 6.7432 | 13.674 | 8.2402 | 10.2942 | 6.1916 | 5.7371 | 9.4953 | 5.9729 | 7.8609 | 10.5626 | 12.1019 | 10.1837 | 8.2794 | 7.8926 | 13.5495 | 6.9168 | 11.3413 | 5.6031 | 7.1471 | 5.521 | 9.7263 | 7.457 | 6.051 | 8.8049 | 12.9471 | 11.0717 | 14.2429 | 6.9167 | 6.9303 | 9.7398 | 7.3059 | 8.1287 | 15.6165 | 8.2534 | 11.704 | 5.5619 | 5.182 | 8.6552 | 5.316 | 6.9221 | 9.5045 | 10.6461 | 8.999 | 7.2853 | 6.946 | 11.9237 | 6.1328 | 9.9318 | 5.0597 | 6.4266 | 4.9365 | 8.5925 | 6.6802 | 5.5344 | 7.8428 | 11.3741 | 9.7674 | 12.588 | 6.1803 | 6.1655 | 8.4988 | 6.4976 | 7.3529 | 13.8603 | 7.3319 | 10.2063 | 4.918 | 4.6052 | 7.6302 | 4.6941 | 6.0073 | 8.3254 | 9.3356 | 7.8465 | 6.4588 | 6.073 | 10.4092 | 5.3694 | 8.5919 | 4.5166 | 5.7789 | 4.3735 | 7.5034 | 5.9105 | 4.9932 | 6.8703 | 9.8701 | 8.4796 | 10.972 | 5.4711 | 5.4282 | 7.3658 | 5.7591 | 6.578 | 12.1598 | 6.4216 | 8.7883 | 4.0432 | 3.8139 | 6.2619 | 3.8617 | 4.8197 | 6.77 | 7.6056 | 6.3515 | 5.3447 | 4.9334 | 8.4325 | 4.3671 | 6.8862 | 3.7698 | 4.8722 | 3.619 | 6.0859 | 4.8781 | 4.2267 | 5.594 | 7.9357 | 6.8277 | 8.8609 | 4.5123 | 4.4545 | 5.9253 | 4.7614 | 5.5094 | 9.9067 | 5.2213 | 7.0114
1268 | 2.971 | 6.3336 | 3.6614 | 4.6732 | 4.1182 | 6.29 | 5.0318 | 5.718 | 5.201 | 9.7 | 6.0054 | 7.464 | 6.748 | 13.684 | 8.2462 | 10.302 | 6.1952 | 5.7405 | 9.501 | 5.9762 | 7.8659 | 10.5694 | 12.1094 | 10.1899 | 8.2842 | 7.8971 | 13.5582 | 6.9208 | 11.3481 | 5.6063 | 7.1511 | 5.5241 | 9.732 | 7.4611 | 6.0544 | 8.8102 | 12.9552 | 11.0785 | 14.2522 | 6.9208 | 6.9341 | 9.7453 | 7.3103 | 8.1332 | 15.6269 | 8.2584 | 11.7109 | 5.5651 | 5.185 | 8.6603 | 5.3189 | 6.9265 | 9.5106 | 10.6527 | 9.0045 | 7.2895 | 6.95 | 11.9313 | 6.1363 | 9.9378 | 5.0626 | 6.4302 | 4.9393 | 8.5975 | 6.6838 | 5.5375 | 7.8475 | 11.3813 | 9.7734 | 12.5962 | 6.184 | 6.1689 | 8.5036 | 6.5015 | 7.357 | 13.8695 | 7.3364 | 10.2124 | 4.9208 | 4.6079 | 7.6347 | 4.6967 | 6.0112 | 8.3308 | 9.3414 | 7.8513 | 6.4625 | 6.0765 | 10.4159 | 5.3725 | 8.5971 | 4.5192 | 5.7821 | 4.376 | 7.5078 | 5.9137 | 4.996 | 6.8744 | 9.8763 | 8.4848 | 10.9791 | 5.4744 | 5.4312 | 7.3699 | 5.7626 | 6.5817 | 12.1678 | 6.4255 | 8.7935 | 4.0455 | 3.8161 | 6.2656 | 3.8639 | 4.8228 | 6.7744 | 7.6103 | 6.3554 | 5.3478 | 4.9362 | 8.4379 | 4.3697 | 6.8904 | 3.7719 | 4.8749 | 3.6211 | 6.0895 | 4.8807 | 4.229 | 5.5974 | 7.9408 | 6.8319 | 8.8666 | 4.515 | 4.4569 | 5.9286 | 4.7643 | 5.5125 | 9.9131 | 5.2246 | 7.0155
1269 | 2.9731 | 6.338 | 3.6641 | 4.6767 | 4.1209 | 6.295 | 5.036 | 5.7227 | 5.2043 | 9.708 | 6.0095 | 7.4695 | 6.7527 | 13.694 | 8.2522 | 10.3098 | 6.1988 | 5.7439 | 9.5066 | 5.9796 | 7.8709 | 10.5762 | 12.117 | 10.1961 | 8.289 | 7.9016 | 13.5669 | 6.9248 | 11.3549 | 5.6094 | 7.155 | 5.5273 | 9.7378 | 7.4652 | 6.0577 | 8.8155 | 12.9633 | 11.0854 | 14.2615 | 6.9249 | 6.9379 | 9.7508 | 7.3147 | 8.1377 | 15.6373 | 8.2635 | 11.7179 | 5.5683 | 5.1881 | 8.6655 | 5.3219 | 6.931 | 9.5168 | 10.6593 | 9.01 | 7.2937 | 6.9541 | 11.9389 | 6.1399 | 9.9438 | 5.0655 | 6.4337 | 4.9421 | 8.6026 | 6.6875 | 5.5405 | 7.8522 | 11.3884 | 9.7794 | 12.6044 | 6.1877 | 6.1723 | 8.5083 | 6.5054 | 7.3612 | 13.8787 | 7.3409 | 10.2184 | 4.9237 | 4.6106 | 7.6393 | 4.6994 | 6.0151 | 8.3362 | 9.3472 | 7.8561 | 6.4663 | 6.0801 | 10.4225 | 5.3756 | 8.6023 | 4.5217 | 5.7853 | 4.3784 | 7.5122 | 5.917 | 4.9987 | 6.8785 | 9.8826 | 8.4901 | 10.9862 | 5.4776 | 5.4341 | 7.374 | 5.7661 | 6.5854 | 12.1758 | 6.4295 | 8.7987 | 4.0479 | 3.8183 | 6.2694 | 3.8661 | 4.8259 | 6.7788 | 7.615 | 6.3593 | 5.3509 | 4.9391 | 8.4433 | 4.3722 | 6.8946 | 3.774 | 4.8776 | 3.6231 | 6.0931 | 4.8834 | 4.2313 | 5.6008 | 7.9458 | 6.8362 | 8.8723 | 4.5177 | 4.4593 | 5.9319 | 4.7672 | 5.5156 | 9.9196 | 5.2279 | 7.0197
1270 | 2.9752 | 6.3424 | 3.6667 | 4.6802 | 4.1236 | 6.3 | 5.0402 | 5.7275 | 5.2075 | 9.715 | 6.0135 | 7.475 | 6.7575 | 13.705 | 8.2583 | 10.3175 | 6.2024 | 5.7472 | 9.5122 | 5.983 | 7.876 | 10.583 | 12.1245 | 10.2023 | 8.2937 | 7.9062 | 13.5755 | 6.9287 | 11.3616 | 5.6126 | 7.159 | 5.5304 | 9.7435 | 7.4693 | 6.061 | 8.8208 | 12.9714 | 11.0922 | 14.2709 | 6.929 | 6.9417 | 9.7562 | 7.319 | 8.1423 | 15.6478 | 8.2685 | 11.7248 | 5.5715 | 5.1911 | 8.6707 | 5.3249 | 6.9354 | 9.5229 | 10.666 | 9.0155 | 7.2979 | 6.9581 | 11.9466 | 6.1434 | 9.9497 | 5.0683 | 6.4373 | 4.9449 | 8.6076 | 6.6912 | 5.5436 | 7.857 | 11.3956 | 9.7855 | 12.6126 | 6.1914 | 6.1757 | 8.5131 | 6.5093 | 7.3653 | 13.8879 | 7.3454 | 10.2244 | 4.9265 | 4.6133 | 7.6439 | 4.702 | 6.0189 | 8.3415 | 9.353 | 7.8608 | 6.47 | 6.0836 | 10.4292 | 5.3787 | 8.6075 | 4.5243 | 5.7885 | 4.3809 | 7.5167 | 5.9202 | 5.0015 | 6.8827 | 9.8888 | 8.4954 | 10.9934 | 5.4809 | 5.4371 | 7.3781 | 5.7695 | 6.5891 | 12.1838 | 6.4335 | 8.804 | 4.0502 | 3.8205 | 6.2731 | 3.8682 | 4.829 | 6.7831 | 7.6198 | 6.3631 | 5.354 | 4.942 | 8.4487 | 4.3747 | 6.8988 | 3.7761 | 4.8803 | 3.6251 | 6.0967 | 4.886 | 4.2337 | 5.6041 | 7.9509 | 6.8404 | 8.878 | 4.5204 | 4.4618 | 5.9352 | 4.7701 | 5.5186 | 9.9261 | 5.2311 | 7.0239
1271 | 2.9774 | 6.3468 | 3.6694 | 4.6838 | 4.1264 | 6.304 | 5.0444 | 5.7322 | 5.2107 | 9.722 | 6.0175 | 7.4805 | 6.7622 | 13.716 | 8.2643 | 10.3253 | 6.206 | 5.7506 | 9.5179 | 5.9863 | 7.881 | 10.5898 | 12.1321 | 10.2085 | 8.2985 | 7.9107 | 13.5842 | 6.9327 | 11.3684 | 5.6158 | 7.163 | 5.5335 | 9.7492 | 7.4734 | 6.0644 | 8.826 | 12.9795 | 11.099 | 14.2802 | 6.9332 | 6.9455 | 9.7617 | 7.3234 | 8.1468 | 15.6582 | 8.2736 | 11.7317 | 5.5748 | 5.1942 | 8.6759 | 5.3279 | 6.9398 | 9.529 | 10.6726 | 9.0209 | 7.3021 | 6.9621 | 11.9542 | 6.1469 | 9.9557 | 5.0712 | 6.4408 | 4.9477 | 8.6127 | 6.6948 | 5.5467 | 7.8617 | 11.4028 | 9.7915 | 12.6209 | 6.1951 | 6.179 | 8.5178 | 6.5132 | 7.3694 | 13.8971 | 7.35 | 10.2305 | 4.9294 | 4.616 | 7.6484 | 4.7046 | 6.0228 | 8.3469 | 9.3589 | 7.8656 | 6.4737 | 6.0871 | 10.4359 | 5.3818 | 8.6127 | 4.5268 | 5.7917 | 4.3833 | 7.5211 | 5.9234 | 5.0042 | 6.8868 | 9.8951 | 8.5006 | 11.0005 | 5.4841 | 5.4401 | 7.3823 | 5.773 | 6.5927 | 12.1919 | 6.4375 | 8.8092 | 4.0525 | 3.8228 | 6.2769 | 3.8704 | 4.8322 | 6.7875 | 7.6245 | 6.367 | 5.357 | 4.9448 | 8.4541 | 4.3772 | 6.903 | 3.7783 | 4.883 | 3.6271 | 6.1003 | 4.8887 | 4.236 | 5.6075 | 7.9559 | 6.8447 | 8.8837 | 4.523 | 4.4642 | 5.9386 | 4.7729 | 5.5217 | 9.9325 | 5.2344 | 7.0281
1272 | 2.9795 | 6.3512 | 3.6721 | 4.6873 | 4.1291 | 6.308 | 5.0486 | 5.737 | 5.214 | 9.73 | 6.0216 | 7.486 | 6.767 | 13.726 | 8.2703 | 10.333 | 6.2096 | 5.754 | 9.5235 | 5.9897 | 7.886 | 10.5965 | 12.1396 | 10.2147 | 8.3033 | 7.9152 | 13.5929 | 6.9367 | 11.3752 | 5.619 | 7.1669 | 5.5367 | 9.7549 | 7.4775 | 6.0677 | 8.8313 | 12.9876 | 11.1058 | 14.2895 | 6.9373 | 6.9493 | 9.7671 | 7.3278 | 8.1513 | 15.6686 | 8.2786 | 11.7386 | 5.578 | 5.1972 | 8.6811 | 5.3309 | 6.9443 | 9.5351 | 10.6792 | 9.0264 | 7.3063 | 6.9661 | 11.9618 | 6.1505 | 9.9617 | 5.0741 | 6.4444 | 4.9505 | 8.6177 | 6.6985 | 5.5497 | 7.8664 | 11.4099 | 9.7975 | 12.6291 | 6.1987 | 6.1824 | 8.5226 | 6.5171 | 7.3735 | 13.9063 | 7.3545 | 10.2365 | 4.9322 | 4.6187 | 7.653 | 4.7073 | 6.0267 | 8.3523 | 9.3647 | 7.8704 | 6.4775 | 6.0906 | 10.4425 | 5.3849 | 8.6179 | 4.5294 | 5.7949 | 4.3858 | 7.5255 | 5.9267 | 5.007 | 6.8909 | 9.9013 | 8.5059 | 11.0076 | 5.4874 | 5.4431 | 7.3864 | 5.7765 | 6.5964 | 12.1999 | 6.4415 | 8.8144 | 4.0549 | 3.825 | 6.2806 | 3.8725 | 4.8353 | 6.7919 | 7.6293 | 6.3709 | 5.3601 | 4.9477 | 8.4595 | 4.3797 | 6.9072 | 3.7804 | 4.8857 | 3.6291 | 6.1039 | 4.8913 | 4.2383 | 5.6109 | 7.961 | 6.8489 | 8.8895 | 4.5257 | 4.4667 | 5.9419 | 4.7758 | 5.5248 | 9.939 | 5.2377 | 7.0323
1273 | 2.9816 | 6.3556 | 3.6748 | 4.6908 | 4.1318 | 6.312 | 5.0527 | 5.7417 | 5.2172 | 9.738 | 6.0256 | 7.4915 | 6.7717 | 13.736 | 8.2763 | 10.3407 | 6.2132 | 5.7574 | 9.5292 | 5.993 | 7.891 | 10.6033 | 12.1471 | 10.2209 | 8.3081 | 7.9197 | 13.6015 | 6.9406 | 11.382 | 5.6222 | 7.1709 | 5.5398 | 9.7606 | 7.4816 | 6.0711 | 8.8366 | 12.9957 | 11.1126 | 14.2989 | 6.9414 | 6.9531 | 9.7726 | 7.3322 | 8.1559 | 15.679 | 8.2836 | 11.7455 | 5.5812 | 5.2002 | 8.6862 | 5.3338 | 6.9487 | 9.5413 | 10.6858 | 9.0319 | 7.3105 | 6.9701 | 11.9694 | 6.154 | 9.9676 | 5.0769 | 6.448 | 4.9533 | 8.6228 | 6.7021 | 5.5528 | 7.8711 | 11.4171 | 9.8036 | 12.6373 | 6.2024 | 6.1858 | 8.5274 | 6.521 | 7.3776 | 13.9155 | 7.359 | 10.2426 | 4.9351 | 4.6214 | 7.6576 | 4.7099 | 6.0305 | 8.3576 | 9.3705 | 7.8752 | 6.4812 | 6.0941 | 10.4492 | 5.388 | 8.6231 | 4.532 | 5.7981 | 4.3883 | 7.53 | 5.9299 | 5.0098 | 6.8951 | 9.9076 | 8.5111 | 11.0147 | 5.4907 | 5.446 | 7.3905 | 5.7799 | 6.6001 | 12.2079 | 6.4454 | 8.8196 | 4.0572 | 3.8272 | 6.2843 | 3.8747 | 4.8384 | 6.7962 | 7.634 | 6.3747 | 5.3632 | 4.9505 | 8.4649 | 4.3823 | 6.9114 | 3.7825 | 4.8884 | 3.6312 | 6.1075 | 4.894 | 4.2407 | 5.6142 | 7.9661 | 6.8532 | 8.8952 | 4.5284 | 4.4691 | 5.9452 | 4.7787 | 5.5279 | 9.9455 | 5.2409 | 7.0364
1274 | 2.9838 | 6.36 | 3.6774 | 4.6944 | 4.1345 | 6.316 | 5.0569 | 5.7465 | 5.2205 | 9.745 | 6.0297 | 7.497 | 6.7765 | 13.747 | 8.2824 | 10.3485 | 6.2168 | 5.7608 | 9.5348 | 5.9964 | 7.896 | 10.6101 | 12.1547 | 10.2271 | 8.3129 | 7.9243 | 13.6102 | 6.9446 | 11.3888 | 5.6254 | 7.1749 | 5.5429 | 9.7663 | 7.4857 | 6.0744 | 8.8419 | 13.0038 | 11.1194 | 14.3082 | 6.9455 | 6.9569 | 9.7781 | 7.3365 | 8.1604 | 15.6895 | 8.2887 | 11.7524 | 5.5844 | 5.2033 | 8.6914 | 5.3368 | 6.9531 | 9.5474 | 10.6924 | 9.0373 | 7.3148 | 6.9741 | 11.9771 | 6.1575 | 9.9736 | 5.0798 | 6.4515 | 4.956 | 8.6278 | 6.7058 | 5.5559 | 7.8758 | 11.4243 | 9.8096 | 12.6455 | 6.2061 | 6.1891 | 8.5321 | 6.5249 | 7.3817 | 13.9247 | 7.3635 | 10.2486 | 4.9379 | 4.6241 | 7.6621 | 4.7125 | 6.0344 | 8.363 | 9.3763 | 7.88 | 6.4849 | 6.0976 | 10.4559 | 5.3911 | 8.6282 | 4.5345 | 5.8013 | 4.3907 | 7.5344 | 5.9331 | 5.0125 | 6.8992 | 9.9138 | 8.5164 | 11.0219 | 5.4939 | 5.449 | 7.3947 | 5.7834 | 6.6038 | 12.2159 | 6.4494 | 8.8248 | 4.0595 | 3.8294 | 6.2881 | 3.8769 | 4.8415 | 6.8006 | 7.6387 | 6.3786 | 5.3663 | 4.9534 | 8.4704 | 4.3848 | 6.9156 | 3.7846 | 4.8911 | 3.6332 | 6.1111 | 4.8966 | 4.243 | 5.6176 | 7.9711 | 6.8574 | 8.9009 | 4.5311 | 4.4715 | 5.9485 | 4.7815 | 5.531 | 9.9519 | 5.2442 | 7.0406
1275 | 2.9859 | 6.3644 | 3.6801 | 4.6979 | 4.1373 | 6.32 | 5.0611 | 5.7512 | 5.2237 | 9.752 | 6.0337 | 7.5025 | 6.7812 | 13.758 | 8.2884 | 10.3563 | 6.2204 | 5.7642 | 9.5405 | 5.9997 | 7.901 | 10.6169 | 12.1622 | 10.2333 | 8.3177 | 7.9288 | 13.6189 | 6.9486 | 11.3955 | 5.6286 | 7.1788 | 5.5461 | 9.772 | 7.4898 | 6.0778 | 8.8472 | 13.0119 | 11.1263 | 14.3175 | 6.9496 | 6.9607 | 9.7835 | 7.3409 | 8.1649 | 15.6999 | 8.2937 | 11.7594 | 5.5877 | 5.2063 | 8.6966 | 5.3398 | 6.9576 | 9.5535 | 10.6991 | 9.0428 | 7.319 | 6.9781 | 11.9847 | 6.1611 | 9.9796 | 5.0827 | 6.4551 | 4.9588 | 8.6329 | 6.7094 | 5.5589 | 7.8805 | 11.4314 | 9.8156 | 12.6537 | 6.2098 | 6.1925 | 8.5369 | 6.5288 | 7.3858 | 13.9339 | 7.368 | 10.2547 | 4.9408 | 4.6268 | 7.6667 | 4.7152 | 6.0383 | 8.3684 | 9.3821 | 7.8847 | 6.4887 | 6.1012 | 10.4625 | 5.3942 | 8.6334 | 4.5371 | 5.8045 | 4.3932 | 7.5388 | 5.9364 | 5.0153 | 6.9033 | 9.9201 | 8.5216 | 11.029 | 5.4972 | 5.452 | 7.3988 | 5.7869 | 6.6074 | 12.2239 | 6.4534 | 8.8301 | 4.0619 | 3.8317 | 6.2918 | 3.879 | 4.8446 | 6.805 | 7.6435 | 6.3825 | 5.3694 | 4.9562 | 8.4758 | 4.3873 | 6.9198 | 3.7868 | 4.8938 | 3.6352 | 6.1147 | 4.8993 | 4.2453 | 5.621 | 7.9762 | 6.8617 | 8.9066 | 4.5338 | 4.474 | 5.9518 | 4.7844 | 5.5341 | 9.9584 | 5.2475 | 7.0448
1276 | 2.988 | 6.3688 | 3.6828 | 4.7014 | 4.14 | 6.324 | 5.0653 | 5.756 | 5.227 | 9.76 | 6.0378 | 7.508 | 6.786 | 13.768 | 8.2944 | 10.364 | 6.224 | 5.7675 | 9.5461 | 6.0031 | 7.9061 | 10.6236 | 12.1698 | 10.2395 | 8.3225 | 7.9333 | 13.6275 | 6.9526 | 11.4023 | 5.6317 | 7.1828 | 5.5492 | 9.7777 | 7.4939 | 6.0811 | 8.8525 | 13.02 | 11.1331 | 14.3269 | 6.9537 | 6.9645 | 9.789 | 7.3453 | 8.1694 | 15.7103 | 8.2988 | 11.7663 | 5.5909 | 5.2094 | 8.7018 | 5.3428 | 6.962 | 9.5596 | 10.7057 | 9.0483 | 7.3232 | 6.9821 | 11.9923 | 6.1646 | 9.9855 | 5.0856 | 6.4586 | 4.9616 | 8.6379 | 6.7131 | 5.562 | 7.8853 | 11.4386 | 9.8216 | 12.6619 | 6.2134 | 6.1959 | 8.5416 | 6.5327 | 7.3899 | 13.9431 | 7.3725 | 10.2607 | 4.9436 | 4.6295 | 7.6713 | 4.7178 | 6.0421 | 8.3738 | 9.3879 | 7.8895 | 6.4924 | 6.1047 | 10.4692 | 5.3973 | 8.6386 | 4.5396 | 5.8077 | 4.3956 | 7.5432 | 5.9396 | 5.018 | 6.9075 | 9.9263 | 8.5269 | 11.0361 | 5.5004 | 5.455 | 7.4029 | 5.7903 | 6.6111 | 12.2319 | 6.4574 | 8.8353 | 4.0642 | 3.8339 | 6.2956 | 3.8812 | 4.8477 | 6.8094 | 7.6482 | 6.3863 | 5.3725 | 4.9591 | 8.4812 | 4.3898 | 6.924 | 3.7889 | 4.8965 | 3.6372 | 6.1183 | 4.9019 | 4.2476 | 5.6243 | 7.9812 | 6.8659 | 8.9124 | 4.5365 | 4.4764 | 5.9551 | 4.7873 | 5.5371 | 9.9649 | 5.2507 | 7.049
1277 | 2.9901 | 6.3732 | 3.6855 | 4.7049 | 4.1421 | 6.328 | 5.0695 | 5.7607 | 5.2302 | 9.768 | 6.0419 | 7.5135 | 6.7908 | 13.778 | 8.3004 | 10.3718 | 6.2276 | 5.7709 | 9.5518 | 6.0064 | 7.9111 | 10.6304 | 12.1773 | 10.2457 | 8.3273 | 7.9378 | 13.6362 | 6.9565 | 11.4091 | 5.6349 | 7.1867 | 5.5523 | 9.7834 | 7.498 | 6.0845 | 8.8578 | 13.0281 | 11.1399 | 14.3362 | 6.9578 | 6.9683 | 9.7944 | 7.3497 | 8.174 | 15.7207 | 8.3038 | 11.7732 | 5.5941 | 5.2124 | 8.707 | 5.3458 | 6.9664 | 9.5658 | 10.7123 | 9.0538 | 7.3274 | 6.9861 | 11.9999 | 6.1681 | 9.9915 | 5.0884 | 6.4622 | 4.9644 | 8.643 | 6.7167 | 5.565 | 7.89 | 11.4458 | 9.8277 | 12.6701 | 6.2171 | 6.1993 | 8.5464 | 6.5366 | 7.394 | 13.9523 | 7.377 | 10.2668 | 4.9465 | 4.6322 | 7.6758 | 4.7204 | 6.046 | 8.3791 | 9.3937 | 7.8943 | 6.4961 | 6.1082 | 10.4759 | 5.4004 | 8.6438 | 4.5422 | 5.8109 | 4.3981 | 7.5477 | 5.9428 | 5.0208 | 6.9116 | 9.9326 | 8.5321 | 11.0432 | 5.5037 | 5.4579 | 7.407 | 5.7938 | 6.6148 | 12.2399 | 6.4614 | 8.8405 | 4.0666 | 3.8361 | 6.2993 | 3.8833 | 4.8508 | 6.8137 | 7.653 | 6.3902 | 5.3756 | 4.9619 | 8.4866 | 4.3923 | 6.9282 | 3.791 | 4.8992 | 3.6392 | 6.1219 | 4.9046 | 4.25 | 5.6277 | 7.9863 | 6.8702 | 8.9181 | 4.5392 | 4.4789 | 5.9584 | 4.7902 | 5.5402 | 9.9713 | 5.254 | 7.0532
1278 | 2.9923 | 6.3776 | 3.6881 | 4.7084 | 4.1441 | 6.332 | 5.0736 | 5.7655 | 5.2335 | 9.775 | 6.0459 | 7.519 | 6.7955 | 13.789 | 8.3064 | 10.3795 | 6.2312 | 5.7743 | 9.5574 | 6.0098 | 7.9161 | 10.6372 | 12.1849 | 10.2518 | 8.3321 | 7.9424 | 13.6449 | 6.9605 | 11.4159 | 5.6381 | 7.1907 | 5.5555 | 9.7891 | 7.502 | 6.0878 | 8.8631 | 13.0362 | 11.1467 | 14.3456 | 6.9619 | 6.9721 | 9.7999 | 7.354 | 8.1785 | 15.7312 | 8.3089 | 11.7801 | 5.5974 | 5.2155 | 8.7121 | 5.3487 | 6.9709 | 9.5719 | 10.7189 | 9.0592 | 7.3316 | 6.9901 | 12.0076 | 6.1716 | 9.9974 | 5.0913 | 6.4658 | 4.9672 | 8.6481 | 6.7204 | 5.5681 | 7.8947 | 11.4529 | 9.8337 | 12.6784 | 6.2208 | 6.2027 | 8.5512 | 6.5405 | 7.3981 | 13.9615 | 7.3815 | 10.2728 | 4.9493 | 4.6349 | 7.6804 | 4.7231 | 6.0499 | 8.3845 | 9.3996 | 7.8991 | 6.4999 | 6.1117 | 10.4825 | 5.4035 | 8.649 | 4.5448 | 5.8141 | 4.4005 | 7.5521 | 5.9461 | 5.0236 | 6.9158 | 9.9388 | 8.5374 | 11.0504 | 5.5069 | 5.4609 | 7.4112 | 5.7973 | 6.6185 | 12.248 | 6.4654 | 8.8457 | 4.0689 | 3.8384 | 6.3031 | 3.8855 | 4.854 | 6.8181 | 7.6577 | 6.3941 | 5.3787 | 4.9648 | 8.492 | 4.3948 | 6.9324 | 3.7931 | 4.9019 | 3.6412 | 6.1256 | 4.9073 | 4.2523 | 5.6311 | 7.9913 | 6.8745 | 8.9238 | 4.5419 | 4.4813 | 5.9618 | 4.7931 | 5.5433 | 9.9778 | 5.2572 | 7.0574
1279 | 2.9944 | 6.382 | 3.6908 | 4.712 | 4.1462 | 6.336 | 5.0778 | 5.7702 | 5.2367 | 9.782 | 6.0499 | 7.5245 | 6.8003 | 13.8 | 8.3125 | 10.3872 | 6.2347 | 5.7777 | 9.563 | 6.0132 | 7.9211 | 10.644 | 12.1924 | 10.258 | 8.3369 | 7.9469 | 13.6535 | 6.9645 | 11.4226 | 5.6413 | 7.1947 | 5.5586 | 9.7948 | 7.5061 | 6.0911 | 8.8683 | 13.0444 | 11.1535 | 14.3549 | 6.9661 | 6.9758 | 9.8054 | 7.3584 | 8.183 | 15.7416 | 8.3139 | 11.787 | 5.6006 | 5.2185 | 8.7173 | 5.3517 | 6.9753 | 9.578 | 10.7256 | 9.0647 | 7.3358 | 6.9941 | 12.0152 | 6.1752 | 10.0034 | 5.0942 | 6.4693 | 4.97 | 8.6531 | 6.7241 | 5.5712 | 7.8994 | 11.4601 | 9.8397 | 12.6866 | 6.2245 | 6.206 | 8.5559 | 6.5443 | 7.4022 | 13.9706 | 7.3861 | 10.2788 | 4.9522 | 4.6375 | 7.685 | 4.7257 | 6.0537 | 8.3899 | 9.4054 | 7.9038 | 6.5036 | 6.1152 | 10.4892 | 5.4065 | 8.6542 | 4.5473 | 5.8174 | 4.403 | 7.5565 | 5.9493 | 5.0263 | 6.9199 | 9.9451 | 8.5427 | 11.0575 | 5.5102 | 5.4639 | 7.4153 | 5.8007 | 6.6221 | 12.256 | 6.4693 | 8.8509 | 4.0712 | 3.8406 | 6.3068 | 3.8877 | 4.8571 | 6.8225 | 7.6624 | 6.3979 | 5.3817 | 4.9677 | 8.4974 | 4.3974 | 6.9365 | 3.7953 | 4.9047 | 3.6433 | 6.1292 | 4.9099 | 4.2546 | 5.6344 | 7.9964 | 6.8787 | 8.9295 | 4.5445 | 4.4837 | 5.9651 | 4.7959 | 5.5464 | 9.9843 | 5.2605 | 7.0615
1280 | 2.9965 | 6.3864 | 3.6935 | 4.7155 | 4.1483 | 6.34 | 5.082 | 5.775 | 5.24 | 9.79 | 6.054 | 7.53 | 6.805 | 13.81 | 8.3185 | 10.395 | 6.2383 | 5.7811 | 9.5687 | 6.0165 | 7.9261 | 10.6508 | 12.1999 | 10.2642 | 8.3417 | 7.9514 | 13.6622 | 6.9684 | 11.4294 | 5.6445 | 7.1986 | 5.5617 | 9.8005 | 7.5102 | 6.0945 | 8.8736 | 13.0525 | 11.1603 | 14.3642 | 6.9702 | 6.9796 | 9.8108 | 7.3628 | 8.1876 | 15.752 | 8.3189 | 11.7939 | 5.6038 | 5.2215 | 8.7225 | 5.3547 | 6.9797 | 9.5842 | 10.7322 | 9.0702 | 7.34 | 6.9981 | 12.0228 | 6.1787 | 10.0094 | 5.097 | 6.4729 | 4.9728 | 8.6582 | 6.7277 | 5.5742 | 7.9041 | 11.4673 | 9.8458 | 12.6948 | 6.2282 | 6.2094 | 8.5607 | 6.5482 | 7.4063 | 13.9798 | 7.3906 | 10.2849 | 4.955 | 4.6402 | 7.6895 | 4.7283 | 6.0576 | 8.3952 | 9.4112 | 7.9086 | 6.5073 | 6.1187 | 10.4959 | 5.4096 | 8.6594 | 4.5499 | 5.8206 | 4.4055 | 7.561 | 5.9525 | 5.0291 | 6.924 | 9.9514 | 8.5479 | 11.0646 | 5.5135 | 5.4668 | 7.4194 | 5.8042 | 6.6258 | 12.264 | 6.4733 | 8.8561 | 4.0736 | 3.8428 | 6.3105 | 3.8898 | 4.8602 | 6.8268 | 7.6672 | 6.4018 | 5.3848 | 4.9705 | 8.5028 | 4.3999 | 6.9407 | 3.7974 | 4.9074 | 3.6453 | 6.1328 | 4.9126 | 4.257 | 5.6378 | 8.0015 | 6.883 | 8.9352 | 4.5472 | 4.4862 | 5.9684 | 4.7988 | 5.5495 | 9.9907 | 5.2638 | 7.0657
1281 | 2.9986 | 6.3908 | 3.6962 | 4.719 | 4.1503 | 6.344 | 5.0862 | 5.7797 | 5.2432 | 9.798 | 6.058 | 7.5355 | 6.8098 | 13.82 | 8.3245 | 10.4028 | 6.2419 | 5.7845 | 9.5743 | 6.0199 | 7.9311 | 10.6575 | 12.2075 | 10.2704 | 8.3465 | 7.9559 | 13.6708 | 6.9724 | 11.4362 | 5.6476 | 7.2026 | 5.5648 | 9.8062 | 7.5143 | 6.0978 | 8.8789 | 13.0606 | 11.1671 | 14.3736 | 6.9743 | 6.9834 | 9.8163 | 7.3672 | 8.1921 | 15.7624 | 8.324 | 11.8009 | 5.607 | 5.2246 | 8.7277 | 5.3577 | 6.9841 | 9.5903 | 10.7388 | 9.0757 | 7.3442 | 7.0021 | 12.0304 | 6.1822 | 10.0153 | 5.0999 | 6.4764 | 4.9756 | 8.6632 | 6.7314 | 5.5773 | 7.9088 | 11.4745 | 9.8518 | 12.703 | 6.2318 | 6.2128 | 8.5654 | 6.5521 | 7.4104 | 13.989 | 7.3951 | 10.2909 | 4.9578 | 4.6429 | 7.6941 | 4.7309 | 6.0614 | 8.4006 | 9.417 | 7.9134 | 6.511 | 6.1223 | 10.5026 | 5.4127 | 8.6646 | 4.5524 | 5.8238 | 4.4079 | 7.5654 | 5.9557 | 5.0318 | 6.9282 | 9.9576 | 8.5532 | 11.0717 | 5.5167 | 5.4698 | 7.4235 | 5.8076 | 6.6295 | 12.272 | 6.4773 | 8.8614 | 4.0759 | 3.845 | 6.3143 | 3.892 | 4.8633 | 6.8312 | 7.6719 | 6.4056 | 5.3879 | 4.9734 | 8.5082 | 4.4024 | 6.9449 | 3.7995 | 4.9101 | 3.6473 | 6.1364 | 4.9152 | 4.2593 | 5.6411 | 8.0065 | 6.8872 | 8.941 | 4.5499 | 4.4886 | 5.9717 | 4.8017 | 5.5526 | 9.9972 | 5.267 | 7.0699
1282 | 3.0008 | 6.3952 | 3.6989 | 4.7226 | 4.1524 | 6.348 | 5.0904 | 5.7845 | 5.2465 | 9.805 | 6.0621 | 7.541 | 6.8145 | 13.831 | 8.3306 | 10.4105 | 6.2455 | 5.7878 | 9.58 | 6.0232 | 7.9362 | 10.6643 | 12.215 | 10.2766 | 8.3513 | 7.9605 | 13.6795 | 6.9764 | 11.443 | 5.6508 | 7.2065 | 5.568 | 9.8119 | 7.5184 | 6.1012 | 8.8842 | 13.0687 | 11.174 | 14.3829 | 6.9784 | 6.9872 | 9.8217 | 7.3716 | 8.1966 | 15.7729 | 8.329 | 11.8078 | 5.6102 | 5.2276 | 8.7329 | 5.3607 | 6.9886 | 9.5964 | 10.7454 | 9.0812 | 7.3484 | 7.0061 | 12.0381 | 6.1858 | 10.0213 | 5.1028 | 6.48 | 4.9784 | 8.6683 | 6.735 | 5.5803 | 7.9136 | 11.4816 | 9.8578 | 12.7112 | 6.2355 | 6.2161 | 8.5702 | 6.556 | 7.4145 | 13.9982 | 7.3996 | 10.297 | 4.9607 | 4.6456 | 7.6987 | 4.7336 | 6.0653 | 8.406 | 9.4228 | 7.9181 | 6.5148 | 6.1258 | 10.5092 | 5.4158 | 8.6698 | 4.555 | 5.827 | 4.4104 | 7.5698 | 5.959 | 5.0346 | 6.9323 | 9.9639 | 8.5584 | 11.0789 | 5.52 | 5.4728 | 7.4276 | 5.8111 | 6.6332 | 12.28 | 6.4813 | 8.8666 | 4.0783 | 3.8472 | 6.318 | 3.8941 | 4.8664 | 6.8356 | 7.6767 | 6.4095 | 5.391 | 4.9762 | 8.5136 | 4.4049 | 6.9491 | 3.8016 | 4.9128 | 3.6493 | 6.14 | 4.9179 | 4.2616 | 5.6445 | 8.0116 | 6.8915 | 8.9467 | 4.5526 | 4.4911 | 5.975 | 4.8046 | 5.5556 | 10.0037 | 5.2703 | 7.0741
1283 | 3.0029 | 6.3996 | 3.7015 | 4.7261 | 4.1545 | 6.352 | 5.0945 | 5.7893 | 5.2497 | 9.812 | 6.0661 | 7.5465 | 6.8193 | 13.842 | 8.3366 | 10.4183 | 6.2491 | 5.7912 | 9.5856 | 6.0266 | 7.9412 | 10.6711 | 12.2226 | 10.2828 | 8.3561 | 7.965 | 13.6882 | 6.9804 | 11.4497 | 5.654 | 7.2105 | 5.5711 | 9.8176 | 7.5225 | 6.1045 | 8.8895 | 13.0768 | 11.1808 | 14.3922 | 6.9825 | 6.991 | 9.8272 | 7.3759 | 8.2011 | 15.7833 | 8.3341 | 11.8147 | 5.6135 | 5.2307 | 8.7381 | 5.3637 | 6.993 | 9.6025 | 10.7521 | 9.0866 | 7.3527 | 7.0101 | 12.0457 | 6.1893 | 10.0273 | 5.1057 | 6.4835 | 4.9811 | 8.6733 | 6.7387 | 5.5834 | 7.9183 | 11.4888 | 9.8638 | 12.7194 | 6.2392 | 6.2195 | 8.5749 | 6.5599 | 7.4186 | 14.0074 | 7.4041 | 10.303 | 4.9636 | 4.6483 | 7.7032 | 4.7362 | 6.0692 | 8.4114 | 9.4286 | 7.9229 | 6.5185 | 6.1293 | 10.5159 | 5.4189 | 8.6749 | 4.5575 | 5.8302 | 4.4128 | 7.5742 | 5.9622 | 5.0373 | 6.9364 | 9.9701 | 8.5637 | 11.086 | 5.5232 | 5.4758 | 7.4318 | 5.8146 | 6.6368 | 12.288 | 6.4853 | 8.8718 | 4.0806 | 3.8495 | 6.3218 | 3.8963 | 4.8695 | 6.84 | 7.6814 | 6.4134 | 5.3941 | 4.9791 | 8.5191 | 4.4074 | 6.9533 | 3.8038 | 4.9155 | 3.6513 | 6.1436 | 4.9205 | 4.2639 | 5.6479 | 8.0166 | 6.8957 | 8.9524 | 4.5553 | 4.4935 | 5.9783 | 4.8074 | 5.5587 | 10.0101 | 5.2736 | 7.0783
1284 | 3.005 | 6.404 | 3.7042 | 4.7296 | 4.1566 | 6.356 | 5.0987 | 5.794 | 5.253 | 9.82 | 6.0702 | 7.552 | 6.824 | 13.852 | 8.3426 | 10.426 | 6.2527 | 5.7946 | 9.5913 | 6.0299 | 7.9462 | 10.6779 | 12.2301 | 10.289 | 8.3609 | 7.9695 | 13.6968 | 6.9843 | 11.4565 | 5.6572 | 7.2145 | 5.5742 | 9.8233 | 7.5266 | 6.1079 | 8.8948 | 13.0849 | 11.1876 | 14.4016 | 6.9866 | 6.9948 | 9.8327 | 7.3803 | 8.2057 | 15.7937 | 8.3391 | 11.8216 | 5.6167 | 5.2337 | 8.7432 | 5.3666 | 6.9974 | 9.6087 | 10.7587 | 9.0921 | 7.3569 | 7.0141 | 12.0533 | 6.1928 | 10.0332 | 5.1085 | 6.4871 | 4.9839 | 8.6784 | 6.7423 | 5.5865 | 7.923 | 11.496 | 9.8699 | 12.7276 | 6.2429 | 6.2229 | 8.5797 | 6.5638 | 7.4227 | 14.0166 | 7.4086 | 10.3091 | 4.9664 | 4.651 | 7.7078 | 4.7388 | 6.073 | 8.4167 | 9.4344 | 7.9277 | 6.5222 | 6.1328 | 10.5226 | 5.422 | 8.6801 | 4.5601 | 5.8334 | 4.4153 | 7.5787 | 5.9654 | 5.0401 | 6.9406 | 9.9764 | 8.5689 | 11.0931 | 5.5265 | 5.4787 | 7.4359 | 5.818 | 6.6405 | 12.296 | 6.4892 | 8.877 | 4.0829 | 3.8517 | 6.3255 | 3.8985 | 4.8726 | 6.8443 | 7.6861 | 6.4172 | 5.3972 | 4.9819 | 8.5245 | 4.41 | 6.9575 | 3.8059 | 4.9182 | 3.6534 | 6.1472 | 4.9232 | 4.2663 | 5.6512 | 8.0217 | 6.9 | 8.9581 | 4.558 | 4.4959 | 5.9816 | 4.8103 | 5.5618 | 10.0166 | 5.2768 | 7.0824
1285 | 3.0071 | 6.4084 | 3.7069 | 4.7331 | 4.1586 | 6.36 | 5.1029 | 5.7988 | 5.2562 | 9.828 | 6.0743 | 7.5575 | 6.8288 | 13.862 | 8.3486 | 10.4337 | 6.2563 | 5.798 | 9.5969 | 6.0333 | 7.9512 | 10.6846 | 12.2376 | 10.2952 | 8.3657 | 7.974 | 13.7055 | 6.9883 | 11.4633 | 5.6604 | 7.2184 | 5.5774 | 9.829 | 7.5307 | 6.1112 | 8.9001 | 13.093 | 11.1944 | 14.4109 | 6.9907 | 6.9986 | 9.8381 | 7.3847 | 8.2102 | 15.8041 | 8.3441 | 11.8285 | 5.6199 | 5.2367 | 8.7484 | 5.3696 | 7.0019 | 9.6148 | 10.7653 | 9.0976 | 7.3611 | 7.0181 | 12.0609 | 6.1964 | 10.0392 | 5.1114 | 6.4907 | 4.9867 | 8.6834 | 6.746 | 5.5895 | 7.9277 | 11.5031 | 9.8759 | 12.7358 | 6.2465 | 6.2263 | 8.5845 | 6.5677 | 7.4268 | 14.0258 | 7.4131 | 10.3151 | 4.9693 | 4.6537 | 7.7124 | 4.7415 | 6.0769 | 8.4221 | 9.4402 | 7.9325 | 6.526 | 6.1363 | 10.5292 | 5.4251 | 8.6853 | 4.5627 | 5.8366 | 4.4178 | 7.5831 | 5.9687 | 5.0429 | 6.9447 | 9.9826 | 8.5742 | 11.1002 | 5.5298 | 5.4817 | 7.44 | 5.8215 | 6.6442 | 12.304 | 6.4932 | 8.8822 | 4.0853 | 3.8539 | 6.3292 | 3.9006 | 4.8757 | 6.8487 | 7.6909 | 6.4211 | 5.4003 | 4.9848 | 8.5299 | 4.4125 | 6.9617 | 3.808 | 4.9209 | 3.6554 | 6.1508 | 4.9258 | 4.2686 | 5.6546 | 8.0268 | 6.9042 | 8.9639 | 4.5607 | 4.4984 | 5.9849 | 4.8132 | 5.5649 | 10.0231 | 5.2801 | 7.0866
1286 | 3.0093 | 6.4128 | 3.7096 | 4.7366 | 4.1607 | 6.364 | 5.1071 | 5.8035 | 5.2595 | 9.835 | 6.0783 | 7.563 | 6.8335 | 13.873 | 8.3546 | 10.4415 | 6.2599 | 5.8014 | 9.6026 | 6.0366 | 7.9562 | 10.6914 | 12.2452 | 10.3014 | 8.3705 | 7.9786 | 13.7142 | 6.9923 | 11.4701 | 5.6636 | 7.2224 | 5.5805 | 9.8347 | 7.5348 | 6.1146 | 8.9053 | 13.1011 | 11.2012 | 14.4202 | 6.9949 | 7.0024 | 9.8436 | 7.3891 | 8.2147 | 15.8146 | 8.3492 | 11.8354 | 5.6231 | 5.2398 | 8.7536 | 5.3726 | 7.0063 | 9.6209 | 10.772 | 9.1031 | 7.3653 | 7.0221 | 12.0686 | 6.1999 | 10.0452 | 5.1143 | 6.4942 | 4.9895 | 8.6885 | 6.7496 | 5.5926 | 7.9324 | 11.5103 | 9.8819 | 12.7441 | 6.2502 | 6.2297 | 8.5892 | 6.5716 | 7.4309 | 14.035 | 7.4177 | 10.3212 | 4.9721 | 4.6564 | 7.7169 | 4.7441 | 6.0808 | 8.4275 | 9.4461 | 7.9373 | 6.5297 | 6.1398 | 10.5359 | 5.4282 | 8.6905 | 4.5652 | 5.8398 | 4.4202 | 7.5875 | 5.9719 | 5.0456 | 6.9488 | 9.9889 | 8.5794 | 11.1074 | 5.533 | 5.4847 | 7.4441 | 5.825 | 6.6479 | 12.3121 | 6.4972 | 8.8874 | 4.0876 | 3.8561 | 6.333 | 3.9028 | 4.8789 | 6.8531 | 7.6956 | 6.425 | 5.4033 | 4.9876 | 8.5353 | 4.415 | 6.9659 | 3.8101 | 4.9236 | 3.6574 | 6.1544 | 4.9285 | 4.2709 | 5.658 | 8.0318 | 6.9085 | 8.9696 | 4.5633 | 4.5008 | 5.9883 | 4.8161 | 5.568 | 10.0295 | 5.2834 | 7.0908
1287 | 3.0114 | 6.4172 | 3.7122 | 4.7402 | 4.1628 | 6.368 | 5.1113 | 5.8083 | 5.2627 | 9.842 | 6.0823 | 7.5685 | 6.8383 | 13.884 | 8.3607 | 10.4493 | 6.2635 | 5.8048 | 9.6082 | 6.04 | 7.9612 | 10.6982 | 12.2527 | 10.3076 | 8.3752 | 7.9831 | 13.7228 | 6.9962 | 11.4768 | 5.6668 | 7.2263 | 5.5836 | 9.8405 | 7.5389 | 6.1179 | 8.9106 | 13.1092 | 11.2081 | 14.4296 | 6.999 | 7.0062 | 9.849 | 7.3934 | 8.2193 | 15.825 | 8.3542 | 11.8424 | 5.6264 | 5.2428 | 8.7588 | 5.3756 | 7.0107 | 9.6271 | 10.7786 | 9.1085 | 7.3695 | 7.0262 | 12.0762 | 6.2034 | 10.0511 | 5.1172 | 6.4978 | 4.9923 | 8.6935 | 6.7533 | 5.5957 | 7.9371 | 11.5175 | 9.888 | 12.7523 | 6.2539 | 6.233 | 8.594 | 6.5755 | 7.4351 | 14.0442 | 7.4222 | 10.3272 | 4.975 | 4.6591 | 7.7215 | 4.7467 | 6.0846 | 8.4328 | 9.4519 | 7.942 | 6.5334 | 6.1434 | 10.5426 | 5.4313 | 8.6957 | 4.5678 | 5.843 | 4.4227 | 7.592 | 5.9751 | 5.0484 | 6.953 | 9.9951 | 8.5847 | 11.1145 | 5.5363 | 5.4876 | 7.4483 | 5.8284 | 6.6515 | 12.3201 | 6.5012 | 8.8927 | 4.09 | 3.8584 | 6.3367 | 3.9049 | 4.882 | 6.8575 | 7.7003 | 6.4288 | 5.4064 | 4.9905 | 8.5407 | 4.4175 | 6.9701 | 3.8123 | 4.9263 | 3.6594 | 6.158 | 4.9311 | 4.2733 | 5.6613 | 8.0369 | 6.9127 | 8.9753 | 4.566 | 4.5033 | 5.9916 | 4.8189 | 5.5711 | 10.036 | 5.2866 | 7.095
1288 | 3.0135 | 6.4216 | 3.7149 | 4.7437 | 4.1648 | 6.372 | 5.1154 | 5.813 | 5.266 | 9.85 | 6.0864 | 7.574 | 6.843 | 13.894 | 8.3667 | 10.457 | 6.2671 | 5.8081 | 9.6138 | 6.0434 | 7.9663 | 10.705 | 12.2603 | 10.3138 | 8.38 | 7.9876 | 13.7315 | 7.0002 | 11.4836 | 5.6699 | 7.2303 | 5.5868 | 9.8462 | 7.543 | 6.1212 | 8.9159 | 13.1173 | 11.2149 | 14.4389 | 7.0031 | 7.01 | 9.8545 | 7.3978 | 8.2238 | 15.8354 | 8.3593 | 11.8493 | 5.6296 | 5.2459 | 8.764 | 5.3786 | 7.0152 | 9.6332 | 10.7852 | 9.114 | 7.3737 | 7.0302 | 12.0838 | 6.207 | 10.0571 | 5.12 | 6.5013 | 4.9951 | 8.6986 | 6.757 | 5.5987 | 7.9419 | 11.5246 | 9.894 | 12.7605 | 6.2576 | 6.2364 | 8.5987 | 6.5794 | 7.4392 | 14.0534 | 7.4267 | 10.3332 | 4.9778 | 4.6618 | 7.7261 | 4.7494 | 6.0885 | 8.4382 | 9.4577 | 7.9468 | 6.5372 | 6.1469 | 10.5492 | 5.4344 | 8.7009 | 4.5703 | 5.8462 | 4.4251 | 7.5964 | 5.9784 | 5.0511 | 6.9571 | 10.0014 | 8.59 | 11.1216 | 5.5395 | 5.4906 | 7.4524 | 5.8319 | 6.6552 | 12.3281 | 6.5052 | 8.8979 | 4.0923 | 3.8606 | 6.3405 | 3.9071 | 4.8851 | 6.8618 | 7.7051 | 6.4327 | 5.4095 | 4.9934 | 8.5461 | 4.42 | 6.9743 | 3.8144 | 4.929 | 3.6614 | 6.1616 | 4.9338 | 4.2756 | 5.6647 | 8.0419 | 6.917 | 8.981 | 4.5687 | 4.5057 | 5.9949 | 4.8218 | 5.5741 | 10.0425 | 5.2899 | 7.0992
1289 | 3.0156 | 6.4259 | 3.7176 | 4.7472 | 4.1669 | 6.376 | 5.1196 | 5.8178 | 5.2692 | 9.858 | 6.0904 | 7.5795 | 6.8478 | 13.904 | 8.3727 | 10.4648 | 6.2707 | 5.8115 | 9.6195 | 6.0467 | 7.9713 | 10.7118 | 12.2678 | 10.32 | 8.3848 | 7.9921 | 13.7402 | 7.0042 | 11.4904 | 5.6731 | 7.2343 | 5.5899 | 9.8519 | 7.5471 | 6.1246 | 8.9212 | 13.1254 | 11.2217 | 14.4482 | 7.0072 | 7.0138 | 9.86 | 7.4022 | 8.2283 | 15.8458 | 8.3643 | 11.8562 | 5.6328 | 5.2489 | 8.7691 | 5.3815 | 7.0196 | 9.6393 | 10.7918 | 9.1195 | 7.3779 | 7.0342 | 12.0914 | 6.2105 | 10.0631 | 5.1229 | 6.5049 | 4.9979 | 8.7036 | 6.7606 | 5.6018 | 7.9466 | 11.5318 | 9.9 | 12.7687 | 6.2613 | 6.2398 | 8.6035 | 6.5833 | 7.4433 | 14.0626 | 7.4312 | 10.3393 | 4.9807 | 4.6645 | 7.7306 | 4.752 | 6.0924 | 8.4436 | 9.4635 | 7.9516 | 6.5409 | 6.1504 | 10.5559 | 5.4375 | 8.7061 | 4.5729 | 5.8494 | 4.4276 | 7.6008 | 5.9816 | 5.0539 | 6.9612 | 10.0076 | 8.5952 | 11.1287 | 5.5428 | 5.4936 | 7.4565 | 5.8354 | 6.6589 | 12.3361 | 6.5091 | 8.9031 | 4.0946 | 3.8628 | 6.3442 | 3.9093 | 4.8882 | 6.8662 | 7.7098 | 6.4366 | 5.4126 | 4.9962 | 8.5515 | 4.4226 | 6.9785 | 3.8165 | 4.9317 | 3.6635 | 6.1652 | 4.9364 | 4.2779 | 5.6681 | 8.047 | 6.9212 | 8.9867 | 4.5714 | 4.5081 | 5.9982 | 4.8247 | 5.5772 | 10.0489 | 5.2932 | 7.1033
1290 | 3.0178 | 6.4303 | 3.7203 | 4.7508 | 4.169 | 6.38 | 5.1238 | 5.8225 | 5.2725 | 9.865 | 6.0945 | 7.585 | 6.8525 | 13.915 | 8.3788 | 10.4725 | 6.2743 | 5.8149 | 9.6251 | 6.0501 | 7.9763 | 10.7185 | 12.2754 | 10.3262 | 8.3896 | 7.9967 | 13.7488 | 7.0082 | 11.4971 | 5.6763 | 7.2382 | 5.593 | 9.8576 | 7.5512 | 6.1279 | 8.9265 | 13.1335 | 11.2285 | 14.4576 | 7.0113 | 7.0176 | 9.8654 | 7.4065 | 8.2328 | 15.8563 | 8.3693 | 11.8631 | 5.636 | 5.252 | 8.7743 | 5.3845 | 7.024 | 9.6454 | 10.7985 | 9.125 | 7.3821 | 7.0382 | 12.0991 | 6.214 | 10.069 | 5.1258 | 6.5084 | 5.0007 | 8.7087 | 6.7643 | 5.6048 | 7.9513 | 11.539 | 9.906 | 12.7769 | 6.2649 | 6.2432 | 8.6082 | 6.5872 | 7.4474 | 14.0718 | 7.4357 | 10.3453 | 4.9835 | 4.6672 | 7.7352 | 4.7546 | 6.0962 | 8.449 | 9.4693 | 7.9564 | 6.5446 | 6.1539 | 10.5626 | 5.4406 | 8.7113 | 4.5755 | 5.8526 | 4.43 | 7.6052 | 5.9848 | 5.0567 | 6.9654 | 10.0139 | 8.6005 | 11.1359 | 5.5461 | 5.4966 | 7.4607 | 5.8388 | 6.6626 | 12.3441 | 6.5131 | 8.9083 | 4.097 | 3.865 | 6.3479 | 3.9114 | 4.8913 | 6.8706 | 7.7146 | 6.4404 | 5.4157 | 4.9991 | 8.5569 | 4.4251 | 6.9826 | 3.8186 | 4.9344 | 3.6655 | 6.1688 | 4.9391 | 4.2802 | 5.6714 | 8.052 | 6.9255 | 8.9925 | 4.5741 | 4.5106 | 6.0015 | 4.8275 | 5.5803 | 10.0554 | 5.2964 | 7.1075
1291 | 3.0199 | 6.4346 | 3.7229 | 4.7543 | 4.171 | 6.384 | 5.128 | 5.8273 | 5.2757 | 9.872 | 6.0985 | 7.5905 | 6.8573 | 13.926 | 8.3848 | 10.4802 | 6.2778 | 5.8183 | 9.6308 | 6.0534 | 7.9813 | 10.7253 | 12.2829 | 10.3324 | 8.3944 | 8.0012 | 13.7575 | 7.0121 | 11.5039 | 5.6795 | 7.2422 | 5.5961 | 9.8633 | 7.5553 | 6.1313 | 8.9318 | 13.1417 | 11.2353 | 14.4669 | 7.0154 | 7.0214 | 9.8709 | 7.4109 | 8.2374 | 15.8667 | 8.3744 | 11.87 | 5.6393 | 5.255 | 8.7795 | 5.3875 | 7.0284 | 9.6516 | 10.8051 | 9.1304 | 7.3863 | 7.0422 | 12.1067 | 6.2175 | 10.075 | 5.1286 | 6.512 | 5.0035 | 8.7137 | 6.7679 | 5.6079 | 7.956 | 11.5462 | 9.9121 | 12.7851 | 6.2686 | 6.2465 | 8.613 | 6.5911 | 7.4515 | 14.081 | 7.4402 | 10.3514 | 4.9864 | 4.6699 | 7.7398 | 4.7572 | 6.1001 | 8.4543 | 9.4751 | 7.9611 | 6.5483 | 6.1574 | 10.5693 | 5.4437 | 8.7165 | 4.578 | 5.8558 | 4.4325 | 7.6097 | 5.988 | 5.0594 | 6.9695 | 10.0201 | 8.6057 | 11.143 | 5.5493 | 5.4995 | 7.4648 | 5.8423 | 6.6662 | 12.3521 | 6.5171 | 8.9135 | 4.0993 | 3.8673 | 6.3517 | 3.9136 | 4.8944 | 6.8749 | 7.7193 | 6.4443 | 5.4188 | 5.0019 | 8.5623 | 4.4276 | 6.9868 | 3.8208 | 4.9371 | 3.6675 | 6.1724 | 4.9417 | 4.2826 | 5.6748 | 8.0571 | 6.9297 | 8.9982 | 4.5768 | 4.513 | 6.0048 | 4.8304 | 5.5834 | 10.0619 | 5.2997 | 7.1117
1292 | 3.022 | 6.4388 | 3.7256 | 4.7578 | 4.1731 | 6.388 | 5.1322 | 5.832 | 5.279 | 9.88 | 6.1026 | 7.596 | 6.862 | 13.936 | 8.3908 | 10.488 | 6.2814 | 5.8217 | 9.6364 | 6.0568 | 7.9863 | 10.7321 | 12.2904 | 10.3386 | 8.3992 | 8.0057 | 13.7661 | 7.0161 | 11.5107 | 5.6827 | 7.2462 | 5.5993 | 9.869 | 7.5594 | 6.1346 | 8.9371 | 13.1498 | 11.2421 | 14.4763 | 7.0195 | 7.0252 | 9.8764 | 7.4153 | 8.2419 | 15.8771 | 8.3794 | 11.8769 | 5.6425 | 5.258 | 8.7847 | 5.3905 | 7.0329 | 9.6577 | 10.8117 | 9.1359 | 7.3906 | 7.0462 | 12.1143 | 6.2211 | 10.0809 | 5.1315 | 6.5156 | 5.0062 | 8.7188 | 6.7716 | 5.611 | 7.9607 | 11.5533 | 9.9181 | 12.7933 | 6.2723 | 6.2499 | 8.6178 | 6.595 | 7.4556 | 14.0902 | 7.4447 | 10.3574 | 4.9892 | 4.6726 | 7.7443 | 4.7599 | 6.1039 | 8.4597 | 9.4809 | 7.9659 | 6.5521 | 6.1609 | 10.5759 | 5.4468 | 8.7216 | 4.5806 | 5.859 | 4.435 | 7.6141 | 5.9913 | 5.0622 | 6.9737 | 10.0264 | 8.611 | 11.1501 | 5.5526 | 5.5025 | 7.4689 | 5.8457 | 6.6699 | 12.3601 | 6.5211 | 8.9187 | 4.1016 | 3.8695 | 6.3554 | 3.9158 | 4.8975 | 6.8793 | 7.724 | 6.4481 | 5.4219 | 5.0048 | 8.5678 | 4.4301 | 6.991 | 3.8229 | 4.9398 | 3.6695 | 6.176 | 4.9444 | 4.2849 | 5.6781 | 8.0622 | 6.934 | 9.0039 | 4.5795 | 4.5154 | 6.0081 | 4.8333 | 5.5865 | 10.0683 | 5.3029 | 7.1159
1293 | 3.0241 | 6.443 | 3.7283 | 4.7613 | 4.1752 | 6.392 | 5.1363 | 5.8368 | 5.2822 | 9.887 | 6.1067 | 7.6015 | 6.8668 | 13.946 | 8.3968 | 10.4958 | 6.285 | 5.8251 | 9.6421 | 6.0601 | 7.9914 | 10.7389 | 12.298 | 10.3448 | 8.404 | 8.0102 | 13.7748 | 7.0201 | 11.5175 | 5.6858 | 7.2501 | 5.6024 | 9.8747 | 7.5635 | 6.138 | 8.9423 | 13.1579 | 11.249 | 14.4856 | 7.0237 | 7.029 | 9.8818 | 7.4197 | 8.2464 | 15.8875 | 8.3845 | 11.8839 | 5.6457 | 5.2611 | 8.7899 | 5.3935 | 7.0373 | 9.6638 | 10.8183 | 9.1414 | 7.3948 | 7.0502 | 12.1219 | 6.2246 | 10.0869 | 5.1344 | 6.5191 | 5.009 | 8.7238 | 6.7752 | 5.614 | 7.9654 | 11.5605 | 9.9241 | 12.8016 | 6.276 | 6.2533 | 8.6225 | 6.5989 | 7.4597 | 14.0994 | 7.4493 | 10.3635 | 4.9921 | 4.6753 | 7.7489 | 4.7625 | 6.1078 | 8.4651 | 9.4868 | 7.9707 | 6.5558 | 6.1645 | 10.5826 | 5.4499 | 8.7268 | 4.5831 | 5.8622 | 4.4374 | 7.6185 | 5.9945 | 5.0649 | 6.9778 | 10.0326 | 8.6162 | 11.1572 | 5.5558 | 5.5055 | 7.473 | 5.8492 | 6.6736 | 12.3682 | 6.5251 | 8.924 | 4.104 | 3.8717 | 6.3592 | 3.9179 | 4.9007 | 6.8837 | 7.7288 | 6.452 | 5.4249 | 5.0076 | 8.5732 | 4.4326 | 6.9952 | 3.825 | 4.9425 | 3.6715 | 6.1796 | 4.947 | 4.2872 | 5.6815 | 8.0672 | 6.9382 | 9.0096 | 4.5821 | 4.5179 | 6.0115 | 4.8362 | 5.5896 | 10.0748 | 5.3062 | 7.1201
1294 | 3.0263 | 6.4473 | 3.7309 | 4.7648 | 4.1772 | 6.396 | 5.1405 | 5.8415 | 5.2855 | 9.895 | 6.1107 | 7.607 | 6.8715 | 13.957 | 8.4029 | 10.5035 | 6.2886 | 5.8284 | 9.6477 | 6.0635 | 7.9964 | 10.7456 | 12.3055 | 10.351 | 8.4088 | 8.0148 | 13.7835 | 7.0241 | 11.5243 | 5.689 | 7.2541 | 5.6055 | 9.8804 | 7.5676 | 6.1413 | 8.9476 | 13.166 | 11.2558 | 14.4949 | 7.0278 | 7.0328 | 9.8873 | 7.424 | 8.2509 | 15.8979 | 8.3895 | 11.8908 | 5.6489 | 5.2641 | 8.795 | 5.3964 | 7.0417 | 9.6699 | 10.8249 | 9.1469 | 7.399 | 7.0542 | 12.1296 | 6.2281 | 10.0929 | 5.1373 | 6.5227 | 5.0118 | 8.7289 | 6.7789 | 5.6171 | 7.9702 | 11.5677 | 9.9301 | 12.8098 | 6.2796 | 6.2566 | 8.6273 | 6.6028 | 7.4638 | 14.1086 | 7.4538 | 10.3695 | 4.9949 | 4.678 | 7.7535 | 4.7651 | 6.1117 | 8.4705 | 9.4926 | 7.9755 | 6.5595 | 6.168 | 10.5893 | 5.453 | 8.732 | 4.5857 | 5.8654 | 4.4399 | 7.6229 | 5.9977 | 5.0677 | 6.9819 | 10.0389 | 8.6215 | 11.1644 | 5.5591 | 5.5085 | 7.4771 | 5.8527 | 6.6773 | 12.3762 | 6.529 | 8.9292 | 4.1063 | 3.8739 | 6.3629 | 3.9201 | 4.9038 | 6.8881 | 7.7335 | 6.4559 | 5.428 | 5.0105 | 8.5786 | 4.4352 | 6.9994 | 3.8271 | 4.9452 | 3.6736 | 6.1832 | 4.9497 | 4.2895 | 5.6849 | 8.0723 | 6.9425 | 9.0154 | 4.5848 | 4.5203 | 6.0148 | 4.839 | 5.5926 | 10.0813 | 5.3095 | 7.1242
1295 | 3.0284 | 6.4515 | 3.7336 | 4.7684 | 4.1793 | 6.4 | 5.1447 | 5.8463 | 5.2887 | 9.902 | 6.1147 | 7.6125 | 6.8763 | 13.968 | 8.4089 | 10.5113 | 6.2922 | 5.8318 | 9.6534 | 6.0668 | 8.0014 | 10.7524 | 12.3131 | 10.3572 | 8.4136 | 8.0193 | 13.7921 | 7.028 | 11.531 | 5.6922 | 7.258 | 5.6087 | 9.8861 | 7.5717 | 6.1447 | 8.9529 | 13.1741 | 11.2626 | 14.5043 | 7.0319 | 7.0366 | 9.8927 | 7.4284 | 8.2555 | 15.9084 | 8.3946 | 11.8977 | 5.6522 | 5.2672 | 8.8002 | 5.3994 | 7.0462 | 9.6761 | 10.8316 | 9.1523 | 7.4032 | 7.0582 | 12.1372 | 6.2317 | 10.0988 | 5.1401 | 6.5262 | 5.0146 | 8.7339 | 6.7825 | 5.6201 | 7.9749 | 11.5748 | 9.9362 | 12.818 | 6.2833 | 6.26 | 8.632 | 6.6067 | 7.4679 | 14.1178 | 7.4583 | 10.3756 | 4.9978 | 4.6807 | 7.758 | 4.7678 | 6.1155 | 8.4758 | 9.4984 | 7.9802 | 6.5633 | 6.1715 | 10.5959 | 5.4561 | 8.7372 | 4.5882 | 5.8686 | 4.4423 | 7.6274 | 6.001 | 5.0704 | 6.9861 | 10.0451 | 8.6267 | 11.1715 | 5.5623 | 5.5114 | 7.4813 | 5.8561 | 6.6809 | 12.3842 | 6.533 | 8.9344 | 4.1087 | 3.8762 | 6.3667 | 3.9222 | 4.9069 | 6.8924 | 7.7383 | 6.4597 | 5.4311 | 5.0133 | 8.584 | 4.4377 | 7.0036 | 3.8293 | 4.9479 | 3.6756 | 6.1868 | 4.9523 | 4.2919 | 5.6882 | 8.0773 | 6.9467 | 9.0211 | 4.5875 | 4.5228 | 6.0181 | 4.8419 | 5.5957 | 10.0877 | 5.3127 | 7.1284
1296 | 3.0305 | 6.4557 | 3.7363 | 4.7719 | 4.1814 | 6.404 | 5.1489 | 5.851 | 5.292 | 9.91 | 6.1188 | 7.618 | 6.881 | 13.978 | 8.4149 | 10.519 | 6.2958 | 5.8352 | 9.659 | 6.0702 | 8.0064 | 10.7592 | 12.3206 | 10.3634 | 8.4184 | 8.0238 | 13.8008 | 7.032 | 11.5378 | 5.6954 | 7.262 | 5.6118 | 9.8918 | 7.5758 | 6.148 | 8.9582 | 13.1822 | 11.2694 | 14.5136 | 7.036 | 7.0404 | 9.8982 | 7.4328 | 8.26 | 15.9188 | 8.3996 | 11.9046 | 5.6554 | 5.2702 | 8.8054 | 5.4024 | 7.0506 | 9.6822 | 10.8382 | 9.1578 | 7.4074 | 7.0622 | 12.1448 | 6.2352 | 10.1048 | 5.143 | 6.5298 | 5.0174 | 8.739 | 6.7862 | 5.6232 | 7.9796 | 11.582 | 9.9422 | 12.8262 | 6.287 | 6.2634 | 8.6368 | 6.6106 | 7.472 | 14.127 | 7.4628 | 10.3816 | 5.0006 | 4.6834 | 7.7626 | 4.7704 | 6.1194 | 8.4812 | 9.5042 | 7.985 | 6.567 | 6.175 | 10.6026 | 5.4592 | 8.7424 | 4.5908 | 5.8718 | 4.4448 | 7.6318 | 6.0042 | 5.0732 | 6.9902 | 10.0514 | 8.632 | 11.1786 | 5.5656 | 5.5144 | 7.4854 | 5.8596 | 6.6846 | 12.3922 | 6.537 | 8.9396 | 4.111 | 3.8784 | 6.3704 | 3.9244 | 4.91 | 6.8968 | 7.743 | 6.4636 | 5.4342 | 5.0162 | 8.5894 | 4.4402 | 7.0078 | 3.8314 | 4.9506 | 3.6776 | 6.1904 | 4.955 | 4.2942 | 5.6916 | 8.0824 | 6.951 | 9.0268 | 4.5902 | 4.5252 | 6.0214 | 4.8448 | 5.5988 | 10.0942 | 5.316 | 7.1326
1297 | 3.0326 | 6.46 | 3.739 | 4.7754 | 4.1834 | 6.408 | 5.1531 | 5.8558 | 5.2952 | 9.918 | 6.1228 | 7.6235 | 6.8858 | 13.988 | 8.4209 | 10.5267 | 6.2979 | 5.8371 | 9.6623 | 6.0722 | 8.0092 | 10.7637 | 12.3248 | 10.3674 | 8.4213 | 8.0269 | 13.8054 | 7.0345 | 11.5415 | 5.6973 | 7.2644 | 5.6137 | 9.8951 | 7.5785 | 6.15 | 8.9617 | 13.1872 | 11.2737 | 14.5196 | 7.0385 | 7.0428 | 9.9016 | 7.4357 | 8.2628 | 15.9248 | 8.403 | 11.9085 | 5.6573 | 5.2719 | 8.8084 | 5.4042 | 7.053 | 9.6863 | 10.8418 | 9.1613 | 7.4099 | 7.0649 | 12.1488 | 6.2374 | 10.1081 | 5.1447 | 6.532 | 5.0191 | 8.7419 | 6.7886 | 5.625 | 7.9827 | 11.5864 | 9.946 | 12.8314 | 6.2892 | 6.2655 | 8.6397 | 6.6131 | 7.4745 | 14.1322 | 7.4658 | 10.385 | 5.0023 | 4.6849 | 7.7652 | 4.772 | 6.1215 | 8.4847 | 9.5074 | 7.988 | 6.5692 | 6.1773 | 10.6061 | 5.4611 | 8.7452 | 4.5923 | 5.8737 | 4.4463 | 7.6343 | 6.0063 | 5.0748 | 6.9929 | 10.0552 | 8.6353 | 11.183 | 5.5675 | 5.5162 | 7.4879 | 5.8618 | 6.6869 | 12.3966 | 6.5396 | 8.9425 | 4.1124 | 3.8796 | 6.3725 | 3.9257 | 4.9116 | 6.8996 | 7.7455 | 6.466 | 5.436 | 5.0181 | 8.5922 | 4.4417 | 7.0101 | 3.8326 | 4.9522 | 3.6788 | 6.1924 | 4.9567 | 4.2956 | 5.6937 | 8.0854 | 6.9536 | 9.0303 | 4.5918 | 4.5267 | 6.0234 | 4.8466 | 5.6007 | 10.0977 | 5.3181 | 7.1349
1298 | 3.0348 | 6.4642 | 3.7416 | 4.779 | 4.1855 | 6.412 | 5.1572 | 5.8605 | 5.2985 | 9.925 | 6.1269 | 7.629 | 6.8905 | 13.999 | 8.4269 | 10.5345 | 6.3001 | 5.839 | 9.6656 | 6.0743 | 8.012 | 10.7683 | 12.329 | 10.3714 | 8.4241 | 8.0299 | 13.81 | 7.037 | 11.5452 | 5.6992 | 7.2668 | 5.6157 | 9.8984 | 7.5811 | 6.152 | 8.9651 | 13.1921 | 11.2781 | 14.5257 | 7.041 | 7.0451 | 9.9049 | 7.4385 | 8.2657 | 15.9308 | 8.4064 | 11.9125 | 5.6592 | 5.2736 | 8.8114 | 5.406 | 7.0555 | 9.6903 | 10.8455 | 9.1648 | 7.4124 | 7.0676 | 12.1528 | 6.2396 | 10.1113 | 5.1464 | 6.5341 | 5.0208 | 8.7448 | 6.7909 | 5.6269 | 7.9857 | 11.5907 | 9.9498 | 12.8366 | 6.2914 | 6.2676 | 8.6426 | 6.6156 | 7.4771 | 14.1374 | 7.4688 | 10.3884 | 5.004 | 4.6864 | 7.7678 | 4.7736 | 6.1236 | 8.4883 | 9.5105 | 7.991 | 6.5713 | 6.1797 | 10.6096 | 5.463 | 8.7481 | 4.5938 | 5.8756 | 4.4478 | 7.6368 | 6.0083 | 5.0765 | 6.9955 | 10.0589 | 8.6386 | 11.1875 | 5.5695 | 5.5181 | 7.4904 | 5.8641 | 6.6891 | 12.401 | 6.5423 | 8.9454 | 4.1137 | 3.8809 | 6.3746 | 3.927 | 4.9133 | 6.9025 | 7.748 | 6.4684 | 5.4377 | 5.0199 | 8.5949 | 4.4433 | 7.0123 | 3.8339 | 4.9538 | 3.68 | 6.1944 | 4.9583 | 4.2969 | 5.6959 | 8.0884 | 6.9563 | 9.0337 | 4.5933 | 4.5282 | 6.0254 | 4.8485 | 5.6025 | 10.1011 | 5.3202 | 7.1372
1299 | 3.0369 | 6.4684 | 3.7443 | 4.7825 | 4.1876 | 6.416 | 5.1614 | 5.8653 | 5.3017 | 9.932 | 6.1309 | 7.6345 | 6.8953 | 14.01 | 8.433 | 10.5423 | 6.3022 | 5.841 | 9.6689 | 6.0763 | 8.0147 | 10.7728 | 12.3332 | 10.3753 | 8.427 | 8.033 | 13.8146 | 7.0394 | 11.549 | 5.701 | 7.2693 | 5.6176 | 9.9017 | 7.5838 | 6.154 | 8.9686 | 13.1971 | 11.2824 | 14.5317 | 7.0435 | 7.0475 | 9.9083 | 7.4414 | 8.2685 | 15.9368 | 8.4098 | 11.9164 | 5.6611 | 5.2754 | 8.8143 | 5.4078 | 7.0579 | 9.6944 | 10.8491 | 9.1683 | 7.4149 | 7.0702 | 12.1568 | 6.2418 | 10.1146 | 5.1481 | 6.5363 | 5.0225 | 8.7477 | 6.7933 | 5.6287 | 7.9888 | 11.5951 | 9.9536 | 12.8418 | 6.2936 | 6.2697 | 8.6455 | 6.6182 | 7.4796 | 14.1425 | 7.4718 | 10.3918 | 5.0056 | 4.6879 | 7.7704 | 4.7751 | 6.1257 | 8.4918 | 9.5137 | 7.9941 | 6.5735 | 6.182 | 10.613 | 5.4649 | 8.7509 | 4.5953 | 5.8776 | 4.4493 | 7.6393 | 6.0104 | 5.0781 | 6.9982 | 10.0627 | 8.6419 | 11.1919 | 5.5714 | 5.5199 | 7.4929 | 5.8663 | 6.6914 | 12.4054 | 6.5449 | 8.9483 | 4.1151 | 3.8821 | 6.3767 | 3.9283 | 4.9149 | 6.9053 | 7.7506 | 6.4708 | 5.4395 | 5.0218 | 8.5977 | 4.4448 | 7.0146 | 3.8351 | 4.9554 | 3.6812 | 6.1965 | 4.96 | 4.2983 | 5.698 | 8.0914 | 6.9589 | 9.0372 | 4.5949 | 4.5297 | 6.0273 | 4.8503 | 5.6044 | 10.1045 | 5.3223 | 7.1395
1300 | 3.039 | 6.4727 | 3.747 | 4.786 | 4.1897 | 6.42 | 5.1656 | 5.87 | 5.305 | 9.94 | 6.135 | 7.64 | 6.9 | 14.02 | 8.439 | 10.55 | 6.3043 | 5.8429 | 9.6721 | 6.0783 | 8.0175 | 10.7773 | 12.3374 | 10.3793 | 8.4298 | 8.036 | 13.8193 | 7.0419 | 11.5527 | 5.7029 | 7.2717 | 5.6196 | 9.9049 | 7.5865 | 6.1561 | 8.9721 | 13.2021 | 11.2868 | 14.5378 | 7.046 | 7.0498 | 9.9116 | 7.4442 | 8.2713 | 15.9429 | 8.4132 | 11.9203 | 5.663 | 5.2771 | 8.8173 | 5.4096 | 7.0604 | 9.6984 | 10.8528 | 9.1718 | 7.4173 | 7.0729 | 12.1609 | 6.2439 | 10.1179 | 5.1498 | 6.5384 | 5.0243 | 8.7506 | 6.7956 | 5.6305 | 7.9919 | 11.5994 | 9.9574 | 12.847 | 6.2958 | 6.2717 | 8.6484 | 6.6207 | 7.4822 | 14.1477 | 7.4749 | 10.3952 | 5.0073 | 4.6894 | 7.773 | 4.7767 | 6.1278 | 8.4953 | 9.5168 | 7.9971 | 6.5757 | 6.1843 | 10.6165 | 5.4668 | 8.7537 | 4.5968 | 5.8795 | 4.4508 | 7.6419 | 6.0124 | 5.0798 | 7.0009 | 10.0665 | 8.6451 | 11.1963 | 5.5733 | 5.5217 | 7.4954 | 5.8685 | 6.6936 | 12.4099 | 6.5475 | 8.9513 | 4.1164 | 3.8833 | 6.3787 | 3.9296 | 4.9166 | 6.9081 | 7.7531 | 6.4733 | 5.4413 | 5.0237 | 8.6005 | 4.4463 | 7.0169 | 3.8363 | 4.957 | 3.6824 | 6.1985 | 4.9617 | 4.2997 | 5.7001 | 8.0944 | 6.9615 | 9.0407 | 4.5965 | 4.5311 | 6.0293 | 4.8521 | 5.6063 | 10.108 | 5.3244 | 7.1419
1301 | 3.0406 | 6.4768 | 3.749 | 4.7886 | 4.1917 | 6.423 | 5.1663 | 5.8708 | 5.3074 | 9.9462 | 6.138 | 7.644 | 6.9035 | 14.029 | 8.4435 | 10.5558 | 6.3064 | 5.8448 | 9.6754 | 6.0803 | 8.0203 | 10.7819 | 12.3416 | 10.3833 | 8.4327 | 8.0391 | 13.8239 | 7.0444 | 11.5564 | 5.7048 | 7.2741 | 5.6215 | 9.9082 | 7.5891 | 6.1581 | 8.9756 | 13.2071 | 11.2911 | 14.5438 | 7.0485 | 7.0522 | 9.915 | 7.4471 | 8.2742 | 15.9489 | 8.4167 | 11.9242 | 5.6649 | 5.2788 | 8.8203 | 5.4114 | 7.0628 | 9.7025 | 10.8564 | 9.1752 | 7.4198 | 7.0756 | 12.1649 | 6.2461 | 10.1212 | 5.1514 | 6.5406 | 5.026 | 8.7535 | 6.798 | 5.6324 | 7.995 | 11.6038 | 9.9612 | 12.8522 | 6.298 | 6.2738 | 8.6513 | 6.6232 | 7.4847 | 14.1529 | 7.4779 | 10.3986 | 5.009 | 4.691 | 7.7756 | 4.7783 | 6.1299 | 8.4988 | 9.52 | 8.0001 | 6.5779 | 6.1867 | 10.62 | 5.4687 | 8.7566 | 4.5983 | 5.8814 | 4.4523 | 7.6444 | 6.0145 | 5.0814 | 7.0035 | 10.0702 | 8.6484 | 11.2008 | 5.5753 | 5.5236 | 7.4979 | 5.8708 | 6.6959 | 12.4143 | 6.5501 | 8.9542 | 4.1178 | 3.8845 | 6.3808 | 3.9308 | 4.9182 | 6.9109 | 7.7556 | 6.4757 | 5.443 | 5.0256 | 8.6032 | 4.4478 | 7.0192 | 3.8375 | 4.9586 | 3.6837 | 6.2005 | 4.9633 | 4.301 | 5.7023 | 8.0975 | 6.9641 | 9.0441 | 4.5981 | 4.5326 | 6.0313 | 4.854 | 5.6081 | 10.1115 | 5.3266 | 7.1442
1302 | 3.0422 | 6.481 | 3.751 | 4.7912 | 4.1938 | 6.426 | 5.1669 | 5.8715 | 5.3097 | 9.9524 | 6.1409 | 7.648 | 6.907 | 14.038 | 8.4479 | 10.5615 | 6.3086 | 5.8467 | 9.6787 | 6.0824 | 8.0231 | 10.7864 | 12.3458 | 10.3873 | 8.4356 | 8.0421 | 13.8285 | 7.0469 | 11.5601 | 5.7067 | 7.2765 | 5.6234 | 9.9115 | 7.5918 | 6.1601 | 8.979 | 13.212 | 11.2955 | 14.5499 | 7.051 | 7.0546 | 9.9183 | 7.4499 | 8.277 | 15.9549 | 8.4201 | 11.9282 | 5.6668 | 5.2805 | 8.8233 | 5.4132 | 7.0652 | 9.7065 | 10.8601 | 9.1787 | 7.4223 | 7.0783 | 12.1689 | 6.2483 | 10.1244 | 5.1531 | 6.5427 | 5.0277 | 8.7564 | 6.8003 | 5.6342 | 7.998 | 11.6081 | 9.965 | 12.8574 | 6.3002 | 6.2759 | 8.6542 | 6.6257 | 7.4873 | 14.1581 | 7.4809 | 10.402 | 5.0107 | 4.6925 | 7.7782 | 4.7799 | 6.132 | 8.5024 | 9.5231 | 8.0031 | 6.58 | 6.189 | 10.6234 | 5.4706 | 8.7594 | 4.5998 | 5.8833 | 4.4538 | 7.6469 | 6.0166 | 5.083 | 7.0062 | 10.074 | 8.6517 | 11.2052 | 5.5772 | 5.5254 | 7.5003 | 5.873 | 6.6982 | 12.4187 | 6.5528 | 8.9571 | 4.1192 | 3.8858 | 6.3829 | 3.9321 | 4.9199 | 6.9138 | 7.7581 | 6.4781 | 5.4448 | 5.0274 | 8.606 | 4.4494 | 7.0214 | 3.8388 | 4.9602 | 3.6849 | 6.2025 | 4.965 | 4.3024 | 5.7044 | 8.1005 | 6.9668 | 9.0476 | 4.5996 | 4.5341 | 6.0333 | 4.8558 | 5.61 | 10.1149 | 5.3287 | 7.1465
1303 | 3.0438 | 6.4851 | 3.753 | 4.7939 | 4.1959 | 6.429 | 5.1676 | 5.8723 | 5.3121 | 9.9586 | 6.1438 | 7.652 | 6.9105 | 14.047 | 8.4524 | 10.5673 | 6.3107 | 5.8487 | 9.682 | 6.0844 | 8.0259 | 10.7909 | 12.35 | 10.3913 | 8.4384 | 8.0452 | 13.8331 | 7.0494 | 11.5638 | 5.7086 | 7.279 | 5.6254 | 9.9148 | 7.5945 | 6.1621 | 8.9825 | 13.217 | 11.2998 | 14.5559 | 7.0535 | 7.0569 | 9.9217 | 7.4528 | 8.2798 | 15.9609 | 8.4235 | 11.9321 | 5.6687 | 5.2822 | 8.8262 | 5.415 | 7.0677 | 9.7106 | 10.8637 | 9.1822 | 7.4248 | 7.081 | 12.1729 | 6.2505 | 10.1277 | 5.1548 | 6.5449 | 5.0294 | 8.7593 | 6.8027 | 5.636 | 8.0011 | 11.6125 | 9.9688 | 12.8626 | 6.3024 | 6.278 | 8.6571 | 6.6283 | 7.4898 | 14.1633 | 7.4839 | 10.4053 | 5.0123 | 4.694 | 7.7808 | 4.7815 | 6.1341 | 8.5059 | 9.5263 | 8.0061 | 6.5822 | 6.1913 | 10.6269 | 5.4725 | 8.7623 | 4.6013 | 5.8852 | 4.4553 | 7.6494 | 6.0186 | 5.0847 | 7.0089 | 10.0778 | 8.655 | 11.2096 | 5.5791 | 5.5272 | 7.5028 | 5.8752 | 6.7004 | 12.4231 | 6.5554 | 8.96 | 4.1205 | 3.887 | 6.385 | 3.9334 | 4.9215 | 6.9166 | 7.7606 | 6.4805 | 5.4465 | 5.0293 | 8.6088 | 4.4509 | 7.0237 | 3.84 | 4.9618 | 3.6861 | 6.2045 | 4.9667 | 4.3038 | 5.7065 | 8.1035 | 6.9694 | 9.0511 | 4.6012 | 4.5356 | 6.0352 | 4.8576 | 5.6118 | 10.1183 | 5.3308 | 7.1488
1304 | 3.0454 | 6.4893 | 3.755 | 4.7965 | 4.1979 | 6.432 | 5.1682 | 5.873 | 5.3145 | 9.9648 | 6.1468 | 7.656 | 6.914 | 14.056 | 8.4568 | 10.573 | 6.3128 | 5.8506 | 9.6853 | 6.0864 | 8.0287 | 10.7955 | 12.3542 | 10.3953 | 8.4413 | 8.0482 | 13.8377 | 7.0518 | 11.5675 | 5.7104 | 7.2814 | 5.6273 | 9.9181 | 7.5971 | 6.1641 | 8.986 | 13.222 | 11.3042 | 14.562 | 7.0559 | 7.0593 | 9.925 | 7.4556 | 8.2827 | 15.9669 | 8.4269 | 11.936 | 5.6707 | 5.284 | 8.8292 | 5.4168 | 7.0701 | 9.7146 | 10.8674 | 9.1857 | 7.4273 | 7.0836 | 12.1769 | 6.2527 | 10.131 | 5.1565 | 6.547 | 5.0311 | 8.7622 | 6.805 | 5.6379 | 8.0042 | 11.6168 | 9.9726 | 12.8679 | 6.3046 | 6.2801 | 8.66 | 6.6308 | 7.4924 | 14.1684 | 7.4869 | 10.4087 | 5.014 | 4.6955 | 7.7833 | 4.783 | 6.1362 | 8.5094 | 9.5295 | 8.0092 | 6.5844 | 6.1937 | 10.6304 | 5.4744 | 8.7651 | 4.6028 | 5.8871 | 4.4568 | 7.6519 | 6.0207 | 5.0863 | 7.0115 | 10.0815 | 8.6583 | 11.2141 | 5.5811 | 5.529 | 7.5053 | 5.8775 | 6.7027 | 12.4275 | 6.558 | 8.9629 | 4.1219 | 3.8882 | 6.3871 | 3.9347 | 4.9232 | 6.9194 | 7.7632 | 6.4829 | 5.4483 | 5.0312 | 8.6115 | 4.4524 | 7.026 | 3.8412 | 4.9633 | 3.6873 | 6.2065 | 4.9683 | 4.3051 | 5.7087 | 8.1065 | 6.972 | 9.0545 | 4.6028 | 4.5371 | 6.0372 | 4.8595 | 5.6137 | 10.1218 | 5.3329 | 7.1511
1305 | 3.047 | 6.4934 | 3.757 | 4.7991 | 4.2 | 6.435 | 5.1689 | 5.8738 | 5.3169 | 9.971 | 6.1498 | 7.66 | 6.9175 | 14.065 | 8.4612 | 10.5788 | 6.3149 | 5.8525 | 9.6886 | 6.0884 | 8.0314 | 10.8 | 12.3584 | 10.3993 | 8.4441 | 8.0513 | 13.8423 | 7.0543 | 11.5713 | 5.7123 | 7.2838 | 5.6292 | 9.9214 | 7.5998 | 6.1661 | 8.9894 | 13.2269 | 11.3085 | 14.568 | 7.0584 | 7.0616 | 9.9284 | 7.4585 | 8.2855 | 15.9729 | 8.4303 | 11.9399 | 5.6726 | 5.2857 | 8.8322 | 5.4186 | 7.0726 | 9.7187 | 10.871 | 9.1892 | 7.4298 | 7.0863 | 12.1809 | 6.2549 | 10.1342 | 5.1582 | 6.5492 | 5.0328 | 8.7651 | 6.8074 | 5.6397 | 8.0073 | 11.6212 | 9.9764 | 12.8731 | 6.3068 | 6.2822 | 8.6629 | 6.6333 | 7.4949 | 14.1736 | 7.4899 | 10.4121 | 5.0157 | 4.697 | 7.7859 | 4.7846 | 6.1383 | 8.5129 | 9.5326 | 8.0122 | 6.5866 | 6.196 | 10.6339 | 5.4763 | 8.7679 | 4.6043 | 5.8891 | 4.4582 | 7.6544 | 6.0228 | 5.0879 | 7.0142 | 10.0853 | 8.6616 | 11.2185 | 5.583 | 5.5309 | 7.5078 | 5.8797 | 6.7049 | 12.4319 | 6.5606 | 8.9658 | 4.1233 | 3.8894 | 6.3892 | 3.936 | 4.9248 | 6.9223 | 7.7657 | 6.4853 | 5.4501 | 5.0331 | 8.6143 | 4.4539 | 7.0283 | 3.8424 | 4.9649 | 3.6885 | 6.2086 | 4.97 | 4.3065 | 5.7108 | 8.1095 | 6.9746 | 9.058 | 4.6044 | 4.5386 | 6.0392 | 4.8613 | 5.6156 | 10.1253 | 5.335 | 7.1534
1306 | 3.0486 | 6.4976 | 3.759 | 4.8017 | 4.2017 | 6.438 | 5.1696 | 5.8745 | 5.3193 | 9.9772 | 6.1527 | 7.664 | 6.921 | 14.074 | 8.4657 | 10.5845 | 6.3171 | 5.8544 | 9.6918 | 6.0905 | 8.0342 | 10.8045 | 12.3626 | 10.4032 | 8.447 | 8.0543 | 13.8469 | 7.0568 | 11.575 | 5.7142 | 7.2862 | 5.6312 | 9.9247 | 7.6025 | 6.1681 | 8.9929 | 13.2319 | 11.3128 | 14.574 | 7.0609 | 7.064 | 9.9317 | 7.4614 | 8.2883 | 15.979 | 8.4337 | 11.9439 | 5.6745 | 5.2874 | 8.8352 | 5.4204 | 7.075 | 9.7227 | 10.8746 | 9.1927 | 7.4322 | 7.089 | 12.185 | 6.2571 | 10.1375 | 5.1599 | 6.5513 | 5.0345 | 8.768 | 6.8097 | 5.6415 | 8.0103 | 11.6255 | 9.9802 | 12.8783 | 6.309 | 6.2843 | 8.6658 | 6.6358 | 7.4975 | 14.1788 | 7.493 | 10.4155 | 5.0174 | 4.6985 | 7.7885 | 4.7862 | 6.1403 | 8.5165 | 9.5358 | 8.0152 | 6.5887 | 6.1983 | 10.6373 | 5.4782 | 8.7708 | 4.6057 | 5.891 | 4.4597 | 7.657 | 6.0248 | 5.0896 | 7.0169 | 10.0891 | 8.6648 | 11.2229 | 5.5849 | 5.5327 | 7.5103 | 5.8819 | 6.7072 | 12.4364 | 6.5633 | 8.9687 | 4.1246 | 3.8907 | 6.3913 | 3.9373 | 4.9265 | 6.9251 | 7.7682 | 6.4877 | 5.4518 | 5.0349 | 8.6171 | 4.4555 | 7.0305 | 3.8437 | 4.9665 | 3.6897 | 6.2106 | 4.9717 | 4.3079 | 5.7129 | 8.1125 | 6.9773 | 9.0615 | 4.6059 | 4.54 | 6.0412 | 4.8631 | 5.6174 | 10.1287 | 5.3371 | 7.1558
1307 | 3.0502 | 6.5017 | 3.761 | 4.8044 | 4.2034 | 6.441 | 5.1702 | 5.8753 | 5.3216 | 9.9834 | 6.1556 | 7.668 | 6.9245 | 14.083 | 8.4702 | 10.5903 | 6.3192 | 5.8563 | 9.6951 | 6.0925 | 8.037 | 10.8091 | 12.3668 | 10.4072 | 8.4498 | 8.0574 | 13.8515 | 7.0593 | 11.5787 | 5.7161 | 7.2887 | 5.6331 | 9.9279 | 7.6051 | 6.1702 | 8.9964 | 13.2369 | 11.3172 | 14.5801 | 7.0634 | 7.0663 | 9.9351 | 7.4642 | 8.2912 | 15.985 | 8.4371 | 11.9478 | 5.6764 | 5.2891 | 8.8381 | 5.4222 | 7.0774 | 9.7268 | 10.8783 | 9.1962 | 7.4347 | 7.0917 | 12.189 | 6.2592 | 10.1408 | 5.1616 | 6.5535 | 5.0362 | 8.7709 | 6.8121 | 5.6434 | 8.0134 | 11.6299 | 9.984 | 12.8835 | 6.3112 | 6.2864 | 8.6687 | 6.6384 | 7.5 | 14.184 | 7.496 | 10.4189 | 5.019 | 4.7 | 7.7911 | 4.7878 | 6.1424 | 8.52 | 9.5389 | 8.0182 | 6.5909 | 6.2007 | 10.6408 | 5.4801 | 8.7736 | 4.6072 | 5.8929 | 4.4612 | 7.6595 | 6.0269 | 5.0912 | 7.0195 | 10.0928 | 8.6681 | 11.2274 | 5.5869 | 5.5345 | 7.5128 | 5.8842 | 6.7095 | 12.4408 | 6.5659 | 8.9716 | 4.126 | 3.8919 | 6.3934 | 3.9386 | 4.9281 | 6.9279 | 7.7707 | 6.4901 | 5.4536 | 5.0368 | 8.6198 | 4.457 | 7.0328 | 3.8449 | 4.9681 | 3.6909 | 6.2126 | 4.9733 | 4.3092 | 5.7151 | 8.1155 | 6.9799 | 9.0649 | 4.6075 | 4.5415 | 6.0431 | 4.865 | 5.6193 | 10.1321 | 5.3392 | 7.1581
1308 | 3.0518 | 6.5059 | 3.763 | 4.807 | 4.2051 | 6.444 | 5.1709 | 5.876 | 5.324 | 9.9896 | 6.1586 | 7.672 | 6.928 | 14.092 | 8.4746 | 10.596 | 6.3213 | 5.8583 | 9.6984 | 6.0945 | 8.0398 | 10.8136 | 12.371 | 10.4112 | 8.4527 | 8.0604 | 13.8562 | 7.0618 | 11.5824 | 5.7179 | 7.2911 | 5.6351 | 9.9312 | 7.6078 | 6.1722 | 8.9999 | 13.2418 | 11.3215 | 14.5861 | 7.0659 | 7.0687 | 9.9384 | 7.4671 | 8.294 | 15.991 | 8.4406 | 11.9517 | 5.6783 | 5.2909 | 8.8411 | 5.4239 | 7.0799 | 9.7309 | 10.8819 | 9.1997 | 7.4372 | 7.0944 | 12.193 | 6.2614 | 10.1441 | 5.1633 | 6.5557 | 5.038 | 8.7738 | 6.8144 | 5.6452 | 8.0165 | 11.6342 | 9.9878 | 12.8887 | 6.3134 | 6.2885 | 8.6716 | 6.6409 | 7.5026 | 14.1892 | 7.499 | 10.4223 | 5.0207 | 4.7015 | 7.7937 | 4.7894 | 6.1445 | 8.5235 | 9.5421 | 8.0212 | 6.5931 | 6.203 | 10.6443 | 5.482 | 8.7765 | 4.6087 | 5.8948 | 4.4627 | 7.662 | 6.0289 | 5.0928 | 7.0222 | 10.0966 | 8.6714 | 11.2318 | 5.5888 | 5.5364 | 7.5153 | 5.8864 | 6.7117 | 12.4452 | 6.5685 | 8.9746 | 4.1273 | 3.8931 | 6.3954 | 3.9399 | 4.9297 | 6.9307 | 7.7732 | 6.4926 | 5.4554 | 5.0387 | 8.6226 | 4.4585 | 7.0351 | 3.8461 | 4.9697 | 3.6921 | 6.2146 | 4.975 | 4.3106 | 5.7172 | 8.1185 | 6.9825 | 9.0684 | 4.6091 | 4.543 | 6.0451 | 4.8668 | 5.6212 | 10.1356 | 5.3413 | 7.1604
1309 | 3.0534 | 6.51 | 3.765 | 4.8096 | 4.2069 | 6.447 | 5.1715 | 5.8768 | 5.3264 | 9.9958 | 6.1616 | 7.676 | 6.9315 | 14.101 | 8.4791 | 10.6018 | 6.3234 | 5.8602 | 9.7017 | 6.0965 | 8.0426 | 10.8181 | 12.3752 | 10.4152 | 8.4556 | 8.0635 | 13.8608 | 7.0642 | 11.5861 | 5.7198 | 7.2935 | 5.637 | 9.9345 | 7.6105 | 6.1742 | 9.0033 | 13.2468 | 11.3259 | 14.5922 | 7.0684 | 7.0711 | 9.9418 | 7.4699 | 8.2968 | 15.997 | 8.444 | 11.9556 | 5.6802 | 5.2926 | 8.8441 | 5.4257 | 7.0823 | 9.7349 | 10.8856 | 9.2031 | 7.4397 | 7.097 | 12.197 | 6.2636 | 10.1473 | 5.1649 | 6.5578 | 5.0397 | 8.7766 | 6.8168 | 5.647 | 8.0195 | 11.6386 | 9.9916 | 12.8939 | 6.3156 | 6.2905 | 8.6745 | 6.6434 | 7.5051 | 14.1943 | 7.502 | 10.4257 | 5.0224 | 4.703 | 7.7963 | 4.7909 | 6.1466 | 8.527 | 9.5453 | 8.0243 | 6.5953 | 6.2053 | 10.6478 | 5.4839 | 8.7793 | 4.6102 | 5.8967 | 4.4642 | 7.6645 | 6.031 | 5.0945 | 7.0248 | 10.1004 | 8.6747 | 11.2362 | 5.5907 | 5.5382 | 7.5178 | 5.8886 | 6.714 | 12.4496 | 6.5711 | 8.9775 | 4.1287 | 3.8943 | 6.3975 | 3.9412 | 4.9314 | 6.9336 | 7.7758 | 6.495 | 5.4571 | 5.0406 | 8.6254 | 4.46 | 7.0373 | 3.8473 | 4.9713 | 3.6933 | 6.2166 | 4.9767 | 4.312 | 5.7194 | 8.1215 | 6.9851 | 9.0719 | 4.6107 | 4.5445 | 6.0471 | 4.8687 | 5.623 | 10.1391 | 5.3434 | 7.1627
1310 | 3.055 | 6.5142 | 3.767 | 4.8122 | 4.2086 | 6.45 | 5.1722 | 5.8775 | 5.3287 | 10.002 | 6.1645 | 7.68 | 6.935 | 14.11 | 8.4835 | 10.6075 | 6.3256 | 5.8621 | 9.705 | 6.0986 | 8.0453 | 10.8227 | 12.3794 | 10.4192 | 8.4584 | 8.0665 | 13.8654 | 7.0667 | 11.5898 | 5.7217 | 7.2959 | 5.6389 | 9.9378 | 7.6132 | 6.1762 | 9.0068 | 13.2518 | 11.3302 | 14.5982 | 7.0709 | 7.0734 | 9.9451 | 7.4728 | 8.2997 | 16.003 | 8.4474 | 11.9596 | 5.6821 | 5.2943 | 8.8471 | 5.4275 | 7.0848 | 9.739 | 10.8892 | 9.2066 | 7.4422 | 7.0997 | 12.201 | 6.2658 | 10.1506 | 5.1666 | 6.56 | 5.0414 | 8.7795 | 6.8191 | 5.6488 | 8.0226 | 11.643 | 9.9954 | 12.8991 | 6.3178 | 6.2926 | 8.6774 | 6.6459 | 7.5077 | 14.1995 | 7.505 | 10.4291 | 5.0241 | 4.7046 | 7.7989 | 4.7925 | 6.1487 | 8.5306 | 9.5484 | 8.0273 | 6.5974 | 6.2077 | 10.6512 | 5.4858 | 8.7821 | 4.6117 | 5.8987 | 4.4657 | 7.667 | 6.0331 | 5.0961 | 7.0275 | 10.1042 | 8.678 | 11.2407 | 5.5927 | 5.54 | 7.5203 | 5.8908 | 6.7162 | 12.454 | 6.5738 | 8.9804 | 4.1301 | 3.8956 | 6.3996 | 3.9424 | 4.933 | 6.9364 | 7.7783 | 6.4974 | 5.4589 | 5.0424 | 8.6282 | 4.4616 | 7.0396 | 3.8486 | 4.9729 | 3.6946 | 6.2187 | 4.9783 | 4.3133 | 5.7215 | 8.1246 | 6.9878 | 9.0753 | 4.6122 | 4.546 | 6.0491 | 4.8705 | 5.6249 | 10.1425 | 5.3456 | 7.165
1311 | 3.0566 | 6.5182 | 3.769 | 4.8149 | 4.2103 | 6.453 | 5.1729 | 5.8783 | 5.3311 | 10.0083 | 6.1674 | 7.684 | 6.9385 | 14.119 | 8.4879 | 10.6133 | 6.3277 | 5.864 | 9.7083 | 6.1006 | 8.0481 | 10.8272 | 12.3836 | 10.4232 | 8.4613 | 8.0696 | 13.87 | 7.0692 | 11.5936 | 5.7236 | 7.2984 | 5.6409 | 9.9411 | 7.6158 | 6.1782 | 9.0103 | 13.2568 | 11.3346 | 14.6043 | 7.0734 | 7.0758 | 9.9485 | 7.4756 | 8.3025 | 16.009 | 8.4508 | 11.9635 | 5.684 | 5.296 | 8.85 | 5.4293 | 7.0872 | 9.743 | 10.8929 | 9.2101 | 7.4447 | 7.1024 | 12.205 | 6.268 | 10.1539 | 5.1683 | 6.5621 | 5.0431 | 8.7824 | 6.8215 | 5.6507 | 8.0257 | 11.6473 | 9.9992 | 12.9043 | 6.32 | 6.2947 | 8.6803 | 6.6485 | 7.5102 | 14.2047 | 7.508 | 10.4325 | 5.0257 | 4.7061 | 7.8015 | 4.7941 | 6.1508 | 8.5341 | 9.5516 | 8.0303 | 6.5996 | 6.21 | 10.6547 | 5.4877 | 8.785 | 4.6132 | 5.9006 | 4.4672 | 7.6695 | 6.0351 | 5.0978 | 7.0302 | 10.1079 | 8.6813 | 11.2451 | 5.5946 | 5.5419 | 7.5228 | 5.8931 | 6.7185 | 12.4584 | 6.5764 | 8.9833 | 4.1314 | 3.8968 | 6.4017 | 3.9437 | 4.9347 | 6.9392 | 7.7808 | 6.4998 | 5.4606 | 5.0443 | 8.6309 | 4.4631 | 7.0419 | 3.8498 | 4.9745 | 3.6958 | 6.2207 | 4.98 | 4.3147 | 5.7236 | 8.1276 | 6.9904 | 9.0788 | 4.6138 | 4.5475 | 6.051 | 4.8723 | 5.6267 | 10.1459 | 5.3477 | 7.1673
1312 | 3.0582 | 6.5223 | 3.771 | 4.8175 | 4.212 | 6.456 | 5.1735 | 5.879 | 5.3335 | 10.0146 | 6.1704 | 7.688 | 6.942 | 14.128 | 8.4924 | 10.619 | 6.3298 | 5.866 | 9.7116 | 6.1026 | 8.0509 | 10.8317 | 12.3878 | 10.4271 | 8.4641 | 8.0726 | 13.8746 | 7.0717 | 11.5973 | 5.7255 | 7.3008 | 5.6428 | 9.9444 | 7.6185 | 6.1802 | 9.0137 | 13.2617 | 11.3389 | 14.6103 | 7.0759 | 7.0781 | 9.9518 | 7.4785 | 8.3053 | 16.015 | 8.4542 | 11.9674 | 5.6859 | 5.2977 | 8.853 | 5.4311 | 7.0896 | 9.7471 | 10.8965 | 9.2136 | 7.4471 | 7.1051 | 12.209 | 6.2702 | 10.1572 | 5.17 | 6.5643 | 5.0448 | 8.7853 | 6.8238 | 5.6525 | 8.0288 | 11.6517 | 10.003 | 12.9095 | 6.3222 | 6.2968 | 8.6832 | 6.651 | 7.5128 | 14.2099 | 7.511 | 10.4359 | 5.0274 | 4.7076 | 7.8041 | 4.7957 | 6.1529 | 8.5376 | 9.5547 | 8.0333 | 6.6018 | 6.2123 | 10.6582 | 5.4896 | 8.7878 | 4.6147 | 5.9025 | 4.4687 | 7.672 | 6.0372 | 5.0994 | 7.0328 | 10.1117 | 8.6846 | 11.2495 | 5.5965 | 5.5437 | 7.5252 | 5.8953 | 6.7208 | 12.4628 | 6.579 | 8.9862 | 4.1328 | 3.898 | 6.4038 | 3.945 | 4.9363 | 6.942 | 7.7833 | 6.5022 | 5.4624 | 5.0462 | 8.6337 | 4.4646 | 7.0442 | 3.851 | 4.9761 | 3.697 | 6.2227 | 4.9817 | 4.3161 | 5.7258 | 8.1306 | 6.993 | 9.0823 | 4.6154 | 4.549 | 6.053 | 4.8742 | 5.6286 | 10.1494 | 5.3498 | 7.1696
1313 | 3.0598 | 6.5264 | 3.773 | 4.8201 | 4.2137 | 6.459 | 5.1742 | 5.8798 | 5.3359 | 10.0209 | 6.1734 | 7.692 | 6.9455 | 14.137 | 8.4969 | 10.6248 | 6.3319 | 5.8679 | 9.7148 | 6.1046 | 8.0537 | 10.8363 | 12.392 | 10.4311 | 8.467 | 8.0757 | 13.8792 | 7.0741 | 11.601 | 5.7273 | 7.3032 | 5.6448 | 9.9477 | 7.6212 | 6.1822 | 9.0172 | 13.2667 | 11.3433 | 14.6164 | 7.0784 | 7.0805 | 9.9552 | 7.4813 | 8.3082 | 16.0211 | 8.4576 | 11.9713 | 5.6878 | 5.2995 | 8.856 | 5.4329 | 7.0921 | 9.7511 | 10.9002 | 9.2171 | 7.4496 | 7.1077 | 12.2131 | 6.2724 | 10.1604 | 5.1717 | 6.5664 | 5.0465 | 8.7882 | 6.8262 | 5.6543 | 8.0318 | 11.656 | 10.0068 | 12.9147 | 6.3244 | 6.2989 | 8.6861 | 6.6535 | 7.5153 | 14.2151 | 7.5141 | 10.4393 | 5.0291 | 4.7091 | 7.8067 | 4.7973 | 6.155 | 8.5411 | 9.5579 | 8.0364 | 6.604 | 6.2147 | 10.6617 | 5.4915 | 8.7906 | 4.6162 | 5.9044 | 4.4702 | 7.6746 | 6.0392 | 5.101 | 7.0355 | 10.1155 | 8.6878 | 11.254 | 5.5985 | 5.5455 | 7.5277 | 5.8975 | 6.723 | 12.4673 | 6.5816 | 8.9891 | 4.1341 | 3.8992 | 6.4059 | 3.9463 | 4.938 | 6.9449 | 7.7859 | 6.5046 | 5.4642 | 5.0481 | 8.6365 | 4.4661 | 7.0464 | 3.8522 | 4.9777 | 3.6982 | 6.2247 | 4.9833 | 4.3174 | 5.7279 | 8.1336 | 6.9956 | 9.0857 | 4.617 | 4.5504 | 6.055 | 4.876 | 5.6305 | 10.1529 | 5.3519 | 7.172
1314 | 3.0614 | 6.5305 | 3.775 | 4.8228 | 4.2154 | 6.462 | 5.1748 | 5.8805 | 5.3383 | 10.0272 | 6.1763 | 7.696 | 6.949 | 14.146 | 8.5013 | 10.6305 | 6.3341 | 5.8698 | 9.7181 | 6.1067 | 8.0565 | 10.8408 | 12.3961 | 10.4351 | 8.4699 | 8.0787 | 13.8838 | 7.0766 | 11.6047 | 5.7292 | 7.3056 | 5.6467 | 9.9509 | 7.6238 | 6.1843 | 9.0207 | 13.2717 | 11.3476 | 14.6224 | 7.0809 | 7.0829 | 9.9585 | 7.4842 | 8.311 | 16.0271 | 8.461 | 11.9753 | 5.6897 | 5.3012 | 8.859 | 5.4347 | 7.0945 | 9.7552 | 10.9038 | 9.2206 | 7.4521 | 7.1104 | 12.2171 | 6.2746 | 10.1637 | 5.1734 | 6.5686 | 5.0482 | 8.7911 | 6.8286 | 5.6562 | 8.0349 | 11.6604 | 10.0106 | 12.9199 | 6.3266 | 6.301 | 8.689 | 6.656 | 7.5179 | 14.2203 | 7.5171 | 10.4427 | 5.0308 | 4.7106 | 7.8093 | 4.7989 | 6.1571 | 8.5447 | 9.561 | 8.0394 | 6.6061 | 6.217 | 10.6651 | 5.4934 | 8.7935 | 4.6177 | 5.9063 | 4.4717 | 7.6771 | 6.0413 | 5.1027 | 7.0382 | 10.1192 | 8.6911 | 11.2584 | 5.6004 | 5.5473 | 7.5302 | 5.8998 | 6.7253 | 12.4717 | 6.5842 | 8.992 | 4.1355 | 3.9005 | 6.408 | 3.9476 | 4.9396 | 6.9477 | 7.7884 | 6.507 | 5.4659 | 5.0499 | 8.6392 | 4.4677 | 7.0487 | 3.8535 | 4.9793 | 3.6994 | 6.2267 | 4.985 | 4.3188 | 5.73 | 8.1366 | 6.9983 | 9.0892 | 4.6186 | 4.5519 | 6.057 | 4.8778 | 5.6323 | 10.1563 | 5.354 | 7.1743
1315 | 3.063 | 6.5345 | 3.777 | 4.8254 | 4.2171 | 6.465 | 5.1755 | 5.8813 | 5.3406 | 10.0335 | 6.1792 | 7.7 | 6.9525 | 14.155 | 8.5058 | 10.6363 | 6.3362 | 5.8717 | 9.7214 | 6.1087 | 8.0593 | 10.8453 | 12.4003 | 10.4391 | 8.4727 | 8.0818 | 13.8884 | 7.0791 | 11.6084 | 5.7311 | 7.308 | 5.6486 | 9.9542 | 7.6265 | 6.1863 | 9.0241 | 13.2766 | 11.3519 | 14.6284 | 7.0834 | 7.0852 | 9.9619 | 7.4871 | 8.3138 | 16.0331 | 8.4644 | 11.9792 | 5.6916 | 5.3029 | 8.862 | 5.4365 | 7.097 | 9.7592 | 10.9074 | 9.2241 | 7.4546 | 7.1131 | 12.2211 | 6.2767 | 10.167 | 5.1751 | 6.5707 | 5.0499 | 8.794 | 6.8309 | 5.658 | 8.038 | 11.6647 | 10.0143 | 12.9251 | 6.3288 | 6.3031 | 8.6918 | 6.6585 | 7.5204 | 14.2254 | 7.5201 | 10.446 | 5.0325 | 4.7121 | 7.8119 | 4.8004 | 6.1592 | 8.5482 | 9.5642 | 8.0424 | 6.6083 | 6.2193 | 10.6686 | 5.4953 | 8.7963 | 4.6192 | 5.9082 | 4.4732 | 7.6796 | 6.0434 | 5.1043 | 7.0408 | 10.123 | 8.6944 | 11.2628 | 5.6023 | 5.5492 | 7.5327 | 5.902 | 6.7275 | 12.4761 | 6.5869 | 8.9949 | 4.1369 | 3.9017 | 6.4101 | 3.9489 | 4.9413 | 6.9505 | 7.7909 | 6.5094 | 5.4677 | 5.0518 | 8.642 | 4.4692 | 7.051 | 3.8547 | 4.9809 | 3.7006 | 6.2287 | 4.9867 | 4.3202 | 5.7322 | 8.1396 | 7.0009 | 9.0927 | 4.6201 | 4.5534 | 6.059 | 4.8797 | 5.6342 | 10.1597 | 5.3561 | 7.1766
1316 | 3.0646 | 6.5386 | 3.779 | 4.828 | 4.2189 | 6.468 | 5.1762 | 5.882 | 5.343 | 10.0398 | 6.1822 | 7.704 | 6.956 | 14.164 | 8.5102 | 10.642 | 6.3383 | 5.8736 | 9.7247 | 6.1107 | 8.062 | 10.8499 | 12.4045 | 10.4431 | 8.4756 | 8.0848 | 13.8931 | 7.0816 | 11.6121 | 5.733 | 7.3105 | 5.6506 | 9.9575 | 7.6292 | 6.1883 | 9.0276 | 13.2816 | 11.3563 | 14.6345 | 7.0859 | 7.0876 | 9.9653 | 7.4899 | 8.3167 | 16.0391 | 8.4678 | 11.9831 | 5.6935 | 5.3046 | 8.8649 | 5.4383 | 7.0994 | 9.7633 | 10.9111 | 9.2276 | 7.4571 | 7.1158 | 12.2251 | 6.2789 | 10.1702 | 5.1768 | 6.5729 | 5.0517 | 8.7969 | 6.8333 | 5.6598 | 8.041 | 11.6691 | 10.0181 | 12.9303 | 6.331 | 6.3051 | 8.6947 | 6.6611 | 7.523 | 14.2306 | 7.5231 | 10.4494 | 5.0341 | 4.7136 | 7.8145 | 4.802 | 6.1613 | 8.5517 | 9.5674 | 8.0454 | 6.6105 | 6.2217 | 10.6721 | 5.4972 | 8.7992 | 4.6207 | 5.9102 | 4.4747 | 7.6821 | 6.0454 | 5.1059 | 7.0435 | 10.1268 | 8.6977 | 11.2673 | 5.6043 | 5.551 | 7.5352 | 5.9042 | 6.7298 | 12.4805 | 6.5895 | 8.9979 | 4.1382 | 3.9029 | 6.4122 | 3.9502 | 4.9429 | 6.9534 | 7.7934 | 6.5119 | 5.4695 | 5.0537 | 8.6448 | 4.4707 | 7.0532 | 3.8559 | 4.9825 | 3.7018 | 6.2308 | 4.9883 | 4.3215 | 5.7343 | 8.1426 | 7.0035 | 9.0961 | 4.6217 | 4.5549 | 6.0609 | 4.8815 | 5.6361 | 10.1632 | 5.3582 | 7.1789
1317 | 3.0662 | 6.5427 | 3.781 | 4.8306 | 4.2206 | 6.471 | 5.1768 | 5.8828 | 5.3454 | 10.0461 | 6.1852 | 7.708 | 6.9595 | 14.173 | 8.5146 | 10.6478 | 6.3405 | 5.8756 | 9.728 | 6.1128 | 8.0648 | 10.8544 | 12.4087 | 10.4471 | 8.4784 | 8.0879 | 13.8977 | 7.0841 | 11.6159 | 5.7349 | 7.3129 | 5.6525 | 9.9608 | 7.6318 | 6.1903 | 9.0311 | 13.2866 | 11.3606 | 14.6405 | 7.0884 | 7.0899 | 9.9686 | 7.4928 | 8.3195 | 16.0451 | 8.4713 | 11.9871 | 5.6954 | 5.3063 | 8.8679 | 5.4401 | 7.1018 | 9.7673 | 10.9147 | 9.231 | 7.4596 | 7.1185 | 12.2291 | 6.2811 | 10.1735 | 5.1784 | 6.575 | 5.0534 | 8.7998 | 6.8356 | 5.6617 | 8.0441 | 11.6734 | 10.0219 | 12.9355 | 6.3332 | 6.3072 | 8.6976 | 6.6636 | 7.5255 | 14.2358 | 7.5261 | 10.4528 | 5.0358 | 4.7151 | 7.8171 | 4.8036 | 6.1634 | 8.5553 | 9.5705 | 8.0484 | 6.6126 | 6.224 | 10.6756 | 5.4991 | 8.802 | 4.6222 | 5.9121 | 4.4762 | 7.6846 | 6.0475 | 5.1076 | 7.0462 | 10.1305 | 8.701 | 11.2717 | 5.6062 | 5.5528 | 7.5377 | 5.9065 | 6.7321 | 12.4849 | 6.5921 | 9.0008 | 4.1396 | 3.9042 | 6.4142 | 3.9515 | 4.9446 | 6.9562 | 7.7959 | 6.5143 | 5.4712 | 5.0555 | 8.6475 | 4.4723 | 7.0555 | 3.8572 | 4.9841 | 3.703 | 6.2328 | 4.99 | 4.3229 | 5.7364 | 8.1456 | 7.0061 | 9.0996 | 4.6233 | 4.5564 | 6.0629 | 4.8833 | 5.6379 | 10.1667 | 5.3603 | 7.1812
1318 | 3.0678 | 6.5468 | 3.783 | 4.8332 | 4.2223 | 6.474 | 5.1775 | 5.8835 | 5.3477 | 10.0524 | 6.1881 | 7.712 | 6.963 | 14.182 | 8.5191 | 10.6535 | 6.3426 | 5.8775 | 9.7313 | 6.1148 | 8.0676 | 10.8589 | 12.4129 | 10.451 | 8.4813 | 8.0909 | 13.9023 | 7.0865 | 11.6196 | 5.7367 | 7.3153 | 5.6545 | 9.9641 | 7.6345 | 6.1923 | 9.0346 | 13.2916 | 11.365 | 14.6466 | 7.0908 | 7.0923 | 9.972 | 7.4956 | 8.3223 | 16.0511 | 8.4747 | 11.991 | 5.6974 | 5.3081 | 8.8709 | 5.4419 | 7.1043 | 9.7714 | 10.9184 | 9.2345 | 7.462 | 7.1211 | 12.2331 | 6.2833 | 10.1768 | 5.1801 | 6.5772 | 5.0551 | 8.8027 | 6.838 | 5.6635 | 8.0472 | 11.6778 | 10.0257 | 12.9408 | 6.3354 | 6.3093 | 8.7005 | 6.6661 | 7.5281 | 14.241 | 7.5291 | 10.4562 | 5.0375 | 4.7166 | 7.8196 | 4.8052 | 6.1655 | 8.5588 | 9.5737 | 8.0515 | 6.6148 | 6.2263 | 10.679 | 5.501 | 8.8048 | 4.6237 | 5.914 | 4.4777 | 7.6871 | 6.0495 | 5.1092 | 7.0488 | 10.1343 | 8.7043 | 11.2761 | 5.6081 | 5.5547 | 7.5402 | 5.9087 | 6.7343 | 12.4893 | 6.5947 | 9.0037 | 4.1409 | 3.9054 | 6.4163 | 3.9528 | 4.9462 | 6.959 | 7.7985 | 6.5167 | 5.473 | 5.0574 | 8.6503 | 4.4738 | 7.0578 | 3.8584 | 4.9856 | 3.7042 | 6.2348 | 4.9917 | 4.3243 | 5.7386 | 8.1486 | 7.0087 | 9.1031 | 4.6249 | 4.5579 | 6.0649 | 4.8852 | 5.6398 | 10.1701 | 5.3624 | 7.1835
1319 | 3.0694 | 6.5508 | 3.785 | 4.8359 | 4.224 | 6.477 | 5.1781 | 5.8843 | 5.3501 | 10.0587 | 6.191 | 7.716 | 6.9665 | 14.191 | 8.5236 | 10.6593 | 6.3447 | 5.8794 | 9.7345 | 6.1168 | 8.0704 | 10.8635 | 12.4171 | 10.455 | 8.4841 | 8.094 | 13.9069 | 7.089 | 11.6233 | 5.7386 | 7.3177 | 5.6564 | 9.9674 | 7.6372 | 6.1943 | 9.038 | 13.2965 | 11.3693 | 14.6526 | 7.0933 | 7.0946 | 9.9753 | 7.4985 | 8.3252 | 16.0572 | 8.4781 | 11.9949 | 5.6993 | 5.3098 | 8.8739 | 5.4437 | 7.1067 | 9.7754 | 10.922 | 9.238 | 7.4645 | 7.1238 | 12.2372 | 6.2855 | 10.1801 | 5.1818 | 6.5793 | 5.0568 | 8.8056 | 6.8403 | 5.6653 | 8.0503 | 11.6821 | 10.0295 | 12.946 | 6.3376 | 6.3114 | 8.7034 | 6.6686 | 7.5306 | 14.2462 | 7.5322 | 10.4596 | 5.0392 | 4.7182 | 7.8222 | 4.8068 | 6.1676 | 8.5623 | 9.5768 | 8.0545 | 6.617 | 6.2287 | 10.6825 | 5.5029 | 8.8077 | 4.6252 | 5.9159 | 4.4792 | 7.6897 | 6.0516 | 5.1109 | 7.0515 | 10.1381 | 8.7075 | 11.2806 | 5.6101 | 5.5565 | 7.5427 | 5.9109 | 6.7366 | 12.4938 | 6.5974 | 9.0066 | 4.1423 | 3.9066 | 6.4184 | 3.954 | 4.9479 | 6.9618 | 7.801 | 6.5191 | 5.4747 | 5.0593 | 8.6531 | 4.4753 | 7.0601 | 3.8596 | 4.9872 | 3.7055 | 6.2368 | 4.9933 | 4.3256 | 5.7407 | 8.1517 | 7.0114 | 9.1065 | 4.6264 | 4.5593 | 6.0669 | 4.887 | 5.6416 | 10.1735 | 5.3646 | 7.1859
1320 | 3.071 | 6.5549 | 3.787 | 4.8385 | 4.2257 | 6.48 | 5.1788 | 5.885 | 5.3525 | 10.065 | 6.194 | 7.72 | 6.97 | 14.2 | 8.528 | 10.665 | 6.3468 | 5.8813 | 9.7378 | 6.1188 | 8.0732 | 10.868 | 12.4213 | 10.459 | 8.487 | 8.097 | 13.9115 | 7.0915 | 11.627 | 5.7405 | 7.3202 | 5.6583 | 9.9707 | 7.6398 | 6.1963 | 9.0415 | 13.3015 | 11.3737 | 14.6587 | 7.0958 | 7.097 | 9.9787 | 7.5013 | 8.328 | 16.0632 | 8.4815 | 11.9988 | 5.7012 | 5.3115 | 8.8768 | 5.4455 | 7.1092 | 9.7795 | 10.9257 | 9.2415 | 7.467 | 7.1265 | 12.2412 | 6.2877 | 10.1833 | 5.1835 | 6.5815 | 5.0585 | 8.8085 | 6.8427 | 5.6672 | 8.0533 | 11.6865 | 10.0333 | 12.9512 | 6.3398 | 6.3135 | 8.7063 | 6.6712 | 7.5332 | 14.2513 | 7.5352 | 10.463 | 5.0408 | 4.7197 | 7.8248 | 4.8083 | 6.1697 | 8.5658 | 9.58 | 8.0575 | 6.6192 | 6.231 | 10.686 | 5.5048 | 8.8105 | 4.6267 | 5.9178 | 4.4807 | 7.6922 | 6.0537 | 5.1125 | 7.0542 | 10.1418 | 8.7108 | 11.285 | 5.612 | 5.5583 | 7.5452 | 5.9132 | 6.7388 | 12.4982 | 6.6 | 9.0095 | 4.1437 | 3.9078 | 6.4205 | 3.9553 | 4.9495 | 6.9647 | 7.8035 | 6.5215 | 5.4765 | 5.0612 | 8.6558 | 4.4768 | 7.0623 | 3.8608 | 4.9888 | 3.7067 | 6.2388 | 4.995 | 4.327 | 5.7428 | 8.1547 | 7.014 | 9.11 | 4.628 | 4.5608 | 6.0688 | 4.8888 | 5.6435 | 10.177 | 5.3667 | 7.1882
1321 | 3.0726 | 6.5589 | 3.789 | 4.8411 | 4.2274 | 6.482 | 5.1795 | 5.8857 | 5.3549 | 10.0713 | 6.197 | 7.724 | 6.9735 | 14.209 | 8.5325 | 10.6707 | 6.349 | 5.8833 | 9.7411 | 6.1209 | 8.0759 | 10.8725 | 12.4255 | 10.463 | 8.4899 | 8.1001 | 13.9161 | 7.094 | 11.6307 | 5.7424 | 7.3226 | 5.6603 | 9.974 | 7.6425 | 6.1983 | 9.045 | 13.3065 | 11.378 | 14.6647 | 7.0983 | 7.0994 | 9.982 | 7.5042 | 8.3308 | 16.0692 | 8.4849 | 12.0028 | 5.7031 | 5.3132 | 8.8798 | 5.4473 | 7.1116 | 9.7836 | 10.9293 | 9.245 | 7.4695 | 7.1292 | 12.2452 | 6.2899 | 10.1866 | 5.1852 | 6.5837 | 5.0602 | 8.8114 | 6.845 | 5.669 | 8.0564 | 11.6909 | 10.0371 | 12.9564 | 6.342 | 6.3156 | 8.7092 | 6.6737 | 7.5357 | 14.2565 | 7.5382 | 10.4664 | 5.0425 | 4.7212 | 7.8274 | 4.8099 | 6.1718 | 8.5694 | 9.5832 | 8.0605 | 6.6213 | 6.2333 | 10.6895 | 5.5067 | 8.8133 | 4.6282 | 5.9198 | 4.4822 | 7.6947 | 6.0557 | 5.1141 | 7.0568 | 10.1456 | 8.7141 | 11.2894 | 5.6139 | 5.5602 | 7.5477 | 5.9154 | 6.7411 | 12.5026 | 6.6026 | 9.0124 | 4.145 | 3.9091 | 6.4226 | 3.9566 | 4.9511 | 6.9675 | 7.806 | 6.5239 | 5.4783 | 5.063 | 8.6586 | 4.4784 | 7.0646 | 3.8621 | 4.9904 | 3.7079 | 6.2409 | 4.9967 | 4.3284 | 5.745 | 8.1577 | 7.0166 | 9.1135 | 4.6296 | 4.5623 | 6.0708 | 4.8907 | 5.6454 | 10.1805 | 5.3688 | 7.1905
1322 | 3.0742 | 6.5629 | 3.791 | 4.8438 | 4.2291 | 6.484 | 5.1801 | 5.8865 | 5.3573 | 10.0776 | 6.1999 | 7.728 | 6.977 | 14.218 | 8.5369 | 10.6765 | 6.3511 | 5.8852 | 9.7444 | 6.1229 | 8.0787 | 10.8771 | 12.4297 | 10.467 | 8.4927 | 8.1031 | 13.9207 | 7.0965 | 11.6344 | 5.7443 | 7.325 | 5.6622 | 9.9772 | 7.6452 | 6.2004 | 9.0484 | 13.3114 | 11.3824 | 14.6708 | 7.1008 | 7.1017 | 9.9854 | 7.507 | 8.3337 | 16.0752 | 8.4883 | 12.0067 | 5.705 | 5.3149 | 8.8828 | 5.4491 | 7.114 | 9.7876 | 10.933 | 9.2485 | 7.472 | 7.1319 | 12.2492 | 6.292 | 10.1899 | 5.1869 | 6.5858 | 5.0619 | 8.8143 | 6.8474 | 5.6708 | 8.0595 | 11.6952 | 10.0409 | 12.9616 | 6.3442 | 6.3177 | 8.7121 | 6.6762 | 7.5383 | 14.2617 | 7.5412 | 10.4698 | 5.0442 | 4.7227 | 7.83 | 4.8115 | 6.1739 | 8.5729 | 9.5863 | 8.0635 | 6.6235 | 6.2357 | 10.6929 | 5.5086 | 8.8162 | 4.6297 | 5.9217 | 4.4837 | 7.6972 | 6.0578 | 5.1158 | 7.0595 | 10.1494 | 8.7174 | 11.2939 | 5.6159 | 5.562 | 7.5501 | 5.9176 | 6.7434 | 12.507 | 6.6052 | 9.0153 | 4.1464 | 3.9103 | 6.4247 | 3.9579 | 4.9528 | 6.9703 | 7.8085 | 6.5263 | 5.48 | 5.0649 | 8.6614 | 4.4799 | 7.0669 | 3.8633 | 4.992 | 3.7091 | 6.2429 | 4.9983 | 4.3297 | 5.7471 | 8.1607 | 7.0192 | 9.1169 | 4.6312 | 4.5638 | 6.0728 | 4.8925 | 5.6472 | 10.1839 | 5.3709 | 7.1928
1323 | 3.0758 | 6.5669 | 3.793 | 4.8464 | 4.2309 | 6.486 | 5.1808 | 5.8872 | 5.3596 | 10.0839 | 6.2028 | 7.732 | 6.9805 | 14.227 | 8.5414 | 10.6822 | 6.3532 | 5.8871 | 9.7477 | 6.1249 | 8.0815 | 10.8816 | 12.4339 | 10.471 | 8.4956 | 8.1062 | 13.9253 | 7.0989 | 11.6382 | 5.7461 | 7.3274 | 5.6641 | 9.9805 | 7.6478 | 6.2024 | 9.0519 | 13.3164 | 11.3867 | 14.6768 | 7.1033 | 7.1041 | 9.9887 | 7.5099 | 8.3365 | 16.0812 | 8.4917 | 12.0106 | 5.7069 | 5.3167 | 8.8858 | 5.4509 | 7.1165 | 9.7917 | 10.9366 | 9.252 | 7.4744 | 7.1345 | 12.2532 | 6.2942 | 10.1931 | 5.1886 | 6.588 | 5.0636 | 8.8172 | 6.8497 | 5.6727 | 8.0626 | 11.6996 | 10.0447 | 12.9668 | 6.3464 | 6.3198 | 8.715 | 6.6787 | 7.5408 | 14.2669 | 7.5442 | 10.4732 | 5.0459 | 4.7242 | 7.8326 | 4.8131 | 6.176 | 8.5764 | 9.5895 | 8.0666 | 6.6257 | 6.238 | 10.6964 | 5.5105 | 8.819 | 4.6312 | 5.9236 | 4.4851 | 7.6997 | 6.0598 | 5.1174 | 7.0622 | 10.1531 | 8.7207 | 11.2983 | 5.6178 | 5.5638 | 7.5526 | 5.9199 | 6.7456 | 12.5114 | 6.6079 | 9.0182 | 4.1478 | 3.9115 | 6.4268 | 3.9592 | 4.9544 | 6.9732 | 7.8111 | 6.5287 | 5.4818 | 5.0668 | 8.6641 | 4.4814 | 7.0692 | 3.8645 | 4.9936 | 3.7103 | 6.2449 | 5 | 4.3311 | 5.7492 | 8.1637 | 7.0219 | 9.1204 | 4.6327 | 4.5653 | 6.0748 | 4.8943 | 5.6491 | 10.1873 | 5.373 | 7.1951
1324 | 3.0774 | 6.5709 | 3.795 | 4.849 | 4.2326 | 6.488 | 5.1814 | 5.888 | 5.362 | 10.0902 | 6.2058 | 7.736 | 6.984 | 14.236 | 8.5458 | 10.688 | 6.3553 | 5.889 | 9.751 | 6.1269 | 8.0843 | 10.8861 | 12.4381 | 10.4749 | 8.4984 | 8.1092 | 13.9299 | 7.1014 | 11.6419 | 5.748 | 7.3299 | 5.6661 | 9.9838 | 7.6505 | 6.2044 | 9.0554 | 13.3214 | 11.391 | 14.6828 | 7.1058 | 7.1064 | 9.9921 | 7.5128 | 8.3393 | 16.0872 | 8.4951 | 12.0145 | 5.7088 | 5.3184 | 8.8887 | 5.4527 | 7.1189 | 9.7957 | 10.9402 | 9.2555 | 7.4769 | 7.1372 | 12.2572 | 6.2964 | 10.1964 | 5.1903 | 6.5901 | 5.0654 | 8.8201 | 6.8521 | 5.6745 | 8.0656 | 11.7039 | 10.0485 | 12.972 | 6.3486 | 6.3218 | 8.7179 | 6.6813 | 7.5434 | 14.2721 | 7.5472 | 10.4766 | 5.0475 | 4.7257 | 7.8352 | 4.8147 | 6.178 | 8.5799 | 9.5926 | 8.0696 | 6.6279 | 6.2403 | 10.6999 | 5.5124 | 8.8219 | 4.6326 | 5.9255 | 4.4866 | 7.7022 | 6.0619 | 5.119 | 7.0648 | 10.1569 | 8.724 | 11.3027 | 5.6197 | 5.5657 | 7.5551 | 5.9221 | 6.7479 | 12.5158 | 6.6105 | 9.0212 | 4.1491 | 3.9127 | 6.4289 | 3.9605 | 4.9561 | 6.976 | 7.8136 | 6.5312 | 5.4836 | 5.0687 | 8.6669 | 4.4829 | 7.0714 | 3.8657 | 4.9952 | 3.7115 | 6.2469 | 5.0017 | 4.3325 | 5.7514 | 8.1667 | 7.0245 | 9.1239 | 4.6343 | 4.5668 | 6.0767 | 4.8962 | 5.651 | 10.1908 | 5.3751 | 7.1974
1325 | 3.079 | 6.5749 | 3.797 | 4.8516 | 4.2343 | 6.49 | 5.1821 | 5.8887 | 5.3644 | 10.0965 | 6.2088 | 7.74 | 6.9875 | 14.245 | 8.5503 | 10.6937 | 6.3575 | 5.8909 | 9.7543 | 6.129 | 8.0871 | 10.8907 | 12.4423 | 10.4789 | 8.5013 | 8.1123 | 13.9346 | 7.1039 | 11.6456 | 5.7499 | 7.3323 | 5.668 | 9.9871 | 7.6532 | 6.2064 | 9.0589 | 13.3264 | 11.3954 | 14.6889 | 7.1083 | 7.1088 | 9.9954 | 7.5156 | 8.3422 | 16.0932 | 8.4986 | 12.0185 | 5.7107 | 5.3201 | 8.8917 | 5.4545 | 7.1214 | 9.7998 | 10.9439 | 9.2589 | 7.4794 | 7.1399 | 12.2612 | 6.2986 | 10.1997 | 5.1919 | 6.5923 | 5.0671 | 8.823 | 6.8544 | 5.6763 | 8.0687 | 11.7083 | 10.0523 | 12.9772 | 6.3508 | 6.3239 | 8.7208 | 6.6838 | 7.5459 | 14.2772 | 7.5502 | 10.48 | 5.0492 | 4.7272 | 7.8378 | 4.8162 | 6.1801 | 8.5835 | 9.5958 | 8.0726 | 6.63 | 6.2427 | 10.7034 | 5.5143 | 8.8247 | 4.6341 | 5.9274 | 4.4881 | 7.7047 | 6.064 | 5.1207 | 7.0675 | 10.1607 | 8.7273 | 11.3072 | 5.6217 | 5.5675 | 7.5576 | 5.9243 | 6.7501 | 12.5202 | 6.6131 | 9.0241 | 4.1505 | 3.914 | 6.4309 | 3.9618 | 4.9577 | 6.9788 | 7.8161 | 6.5336 | 5.4853 | 5.0705 | 8.6697 | 4.4845 | 7.0737 | 3.867 | 4.9968 | 3.7127 | 6.2489 | 5.0033 | 4.3338 | 5.7535 | 8.1697 | 7.0271 | 9.1273 | 4.6359 | 4.5683 | 6.0787 | 4.898 | 5.6528 | 10.1943 | 5.3772 | 7.1997
1326 | 3.0806 | 6.5789 | 3.799 | 4.8542 | 4.236 | 6.492 | 5.1828 | 5.8895 | 5.3667 | 10.1028 | 6.2117 | 7.744 | 6.991 | 14.254 | 8.5547 | 10.6995 | 6.3596 | 5.8929 | 9.7575 | 6.131 | 8.0899 | 10.8952 | 12.4465 | 10.4829 | 8.5042 | 8.1153 | 13.9392 | 7.1064 | 11.6493 | 5.7518 | 7.3347 | 5.67 | 9.9904 | 7.6558 | 6.2084 | 9.0623 | 13.3313 | 11.3997 | 14.6949 | 7.1108 | 7.1112 | 9.9988 | 7.5185 | 8.345 | 16.0993 | 8.502 | 12.0224 | 5.7126 | 5.3218 | 8.8947 | 5.4563 | 7.1238 | 9.8038 | 10.9475 | 9.2624 | 7.4819 | 7.1426 | 12.2653 | 6.3008 | 10.203 | 5.1936 | 6.5944 | 5.0688 | 8.8259 | 6.8568 | 5.6782 | 8.0718 | 11.7126 | 10.0561 | 12.9824 | 6.353 | 6.326 | 8.7237 | 6.6863 | 7.5485 | 14.2824 | 7.5533 | 10.4834 | 5.0509 | 4.7287 | 7.8404 | 4.8178 | 6.1822 | 8.587 | 9.5989 | 8.0756 | 6.6322 | 6.245 | 10.7068 | 5.5162 | 8.8275 | 4.6356 | 5.9293 | 4.4896 | 7.7073 | 6.066 | 5.1223 | 7.0702 | 10.1644 | 8.7305 | 11.3116 | 5.6236 | 5.5693 | 7.5601 | 5.9266 | 6.7524 | 12.5247 | 6.6158 | 9.027 | 4.1518 | 3.9152 | 6.433 | 3.9631 | 4.9594 | 6.9816 | 7.8186 | 6.536 | 5.4871 | 5.0724 | 8.6724 | 4.486 | 7.076 | 3.8682 | 4.9984 | 3.7139 | 6.2509 | 5.005 | 4.3352 | 5.7556 | 8.1727 | 7.0298 | 9.1308 | 4.6375 | 4.5697 | 6.0807 | 4.8998 | 5.6547 | 10.1977 | 5.3793 | 7.2021
1327 | 3.0822 | 6.5829 | 3.801 | 4.8569 | 4.2377 | 6.494 | 5.1834 | 5.8902 | 5.3691 | 10.1091 | 6.2146 | 7.748 | 6.9945 | 14.263 | 8.5592 | 10.7052 | 6.3617 | 5.8948 | 9.7608 | 6.133 | 8.0926 | 10.8997 | 12.4507 | 10.4869 | 8.507 | 8.1184 | 13.9438 | 7.1089 | 11.653 | 5.7537 | 7.3371 | 5.6719 | 9.9937 | 7.6585 | 6.2104 | 9.0658 | 13.3363 | 11.4041 | 14.701 | 7.1133 | 7.1135 | 10.0021 | 7.5213 | 8.3478 | 16.1053 | 8.5054 | 12.0263 | 5.7145 | 5.3235 | 8.8977 | 5.4581 | 7.1262 | 9.8079 | 10.9512 | 9.2659 | 7.4844 | 7.1453 | 12.2693 | 6.303 | 10.2062 | 5.1953 | 6.5966 | 5.0705 | 8.8288 | 6.8591 | 5.68 | 8.0748 | 11.717 | 10.0599 | 12.9876 | 6.3552 | 6.3281 | 8.7266 | 6.6888 | 7.551 | 14.2876 | 7.5563 | 10.4867 | 5.0526 | 4.7302 | 7.843 | 4.8194 | 6.1843 | 8.5905 | 9.6021 | 8.0786 | 6.6344 | 6.2473 | 10.7103 | 5.5181 | 8.8304 | 4.6371 | 5.9313 | 4.4911 | 7.7098 | 6.0681 | 5.124 | 7.0728 | 10.1682 | 8.7338 | 11.316 | 5.6255 | 5.5711 | 7.5626 | 5.9288 | 6.7547 | 12.5291 | 6.6184 | 9.0299 | 4.1532 | 3.9164 | 6.4351 | 3.9644 | 4.961 | 6.9845 | 7.8211 | 6.5384 | 5.4888 | 5.0743 | 8.6752 | 4.4875 | 7.0782 | 3.8694 | 5 | 3.7151 | 6.253 | 5.0067 | 4.3366 | 5.7578 | 8.1757 | 7.0324 | 9.1343 | 4.639 | 4.5712 | 6.0827 | 4.9017 | 5.6565 | 10.2011 | 5.3814 | 7.2044
1328 | 3.0838 | 6.5869 | 3.803 | 4.8595 | 4.2394 | 6.496 | 5.1841 | 5.891 | 5.3715 | 10.1154 | 6.2176 | 7.752 | 6.998 | 14.272 | 8.5636 | 10.711 | 6.3638 | 5.8967 | 9.7641 | 6.135 | 8.0954 | 10.9043 | 12.4549 | 10.4909 | 8.5099 | 8.1214 | 13.9484 | 7.1113 | 11.6567 | 5.7555 | 7.3396 | 5.6738 | 9.997 | 7.6612 | 6.2124 | 9.0693 | 13.3413 | 11.4084 | 14.707 | 7.1158 | 7.1159 | 10.0055 | 7.5242 | 8.3507 | 16.1113 | 8.5088 | 12.0302 | 5.7164 | 5.3253 | 8.9006 | 5.4599 | 7.1287 | 9.8119 | 10.9548 | 9.2694 | 7.4869 | 7.1479 | 12.2733 | 6.3052 | 10.2095 | 5.197 | 6.5987 | 5.0722 | 8.8317 | 6.8615 | 5.6818 | 8.0779 | 11.7213 | 10.0637 | 12.9928 | 6.3574 | 6.3302 | 8.7295 | 6.6914 | 7.5536 | 14.2928 | 7.5593 | 10.4901 | 5.0542 | 4.7318 | 7.8456 | 4.821 | 6.1864 | 8.594 | 9.6053 | 8.0817 | 6.6366 | 6.2497 | 10.7138 | 5.52 | 8.8332 | 4.6386 | 5.9332 | 4.4926 | 7.7123 | 6.0702 | 5.1256 | 7.0755 | 10.172 | 8.7371 | 11.3205 | 5.6275 | 5.573 | 7.5651 | 5.931 | 6.7569 | 12.5335 | 6.621 | 9.0328 | 4.1546 | 3.9176 | 6.4372 | 3.9656 | 4.9627 | 6.9873 | 7.8237 | 6.5408 | 5.4906 | 5.0762 | 8.678 | 4.489 | 7.0805 | 3.8706 | 5.0016 | 3.7164 | 6.255 | 5.0083 | 4.3379 | 5.7599 | 8.1788 | 7.035 | 9.1377 | 4.6406 | 4.5727 | 6.0846 | 4.9035 | 5.6584 | 10.2046 | 5.3836 | 7.2067
1329 | 3.0854 | 6.5909 | 3.805 | 4.8621 | 4.2411 | 6.498 | 5.1847 | 5.8918 | 5.3739 | 10.1217 | 6.2206 | 7.756 | 7.0015 | 14.281 | 8.5681 | 10.7167 | 6.366 | 5.8986 | 9.7674 | 6.1371 | 8.0982 | 10.9088 | 12.4591 | 10.4949 | 8.5127 | 8.1245 | 13.953 | 7.1138 | 11.6605 | 5.7574 | 7.342 | 5.6758 | 10.0002 | 7.6638 | 6.2145 | 9.0727 | 13.3462 | 11.4128 | 14.7131 | 7.1183 | 7.1182 | 10.0088 | 7.527 | 8.3535 | 16.1173 | 8.5122 | 12.0342 | 5.7183 | 5.327 | 8.9036 | 5.4617 | 7.1311 | 9.816 | 10.9585 | 9.2729 | 7.4893 | 7.1506 | 12.2773 | 6.3073 | 10.2128 | 5.1987 | 6.6009 | 5.0739 | 8.8346 | 6.8638 | 5.6837 | 8.081 | 11.7257 | 10.0675 | 12.998 | 6.3596 | 6.3323 | 8.7324 | 6.6939 | 7.5561 | 14.298 | 7.5623 | 10.4935 | 5.0559 | 4.7333 | 7.8482 | 4.8226 | 6.1885 | 8.5976 | 9.6084 | 8.0847 | 6.6387 | 6.252 | 10.7173 | 5.5219 | 8.836 | 4.6401 | 5.9351 | 4.4941 | 7.7148 | 6.0722 | 5.1272 | 7.0782 | 10.1757 | 8.7404 | 11.3249 | 5.6294 | 5.5748 | 7.5676 | 5.9333 | 6.7592 | 12.5379 | 6.6236 | 9.0357 | 4.1559 | 3.9189 | 6.4393 | 3.9669 | 4.9643 | 6.9901 | 7.8262 | 6.5432 | 5.4924 | 5.078 | 8.6807 | 4.4906 | 7.0828 | 3.8719 | 5.0032 | 3.7176 | 6.257 | 5.01 | 4.3393 | 5.762 | 8.1818 | 7.0376 | 9.1412 | 4.6422 | 4.5742 | 6.0866 | 4.9053 | 5.6603 | 10.2081 | 5.3857 | 7.209
1330 | 3.087 | 6.5949 | 3.807 | 4.8647 | 4.2429 | 6.5 | 5.1854 | 5.8925 | 5.3763 | 10.128 | 6.2235 | 7.76 | 7.005 | 14.29 | 8.5725 | 10.7225 | 6.3681 | 5.9006 | 9.7707 | 6.1391 | 8.101 | 10.9133 | 12.4633 | 10.4988 | 8.5156 | 8.1275 | 13.9576 | 7.1163 | 11.6642 | 5.7593 | 7.3444 | 5.6777 | 10.0035 | 7.6665 | 6.2165 | 9.0762 | 13.3512 | 11.4171 | 14.7191 | 7.1208 | 7.1206 | 10.0122 | 7.5299 | 8.3563 | 16.1233 | 8.5156 | 12.0381 | 5.7202 | 5.3287 | 8.9066 | 5.4635 | 7.1336 | 9.82 | 10.9621 | 9.2764 | 7.4918 | 7.1533 | 12.2813 | 6.3095 | 10.2161 | 5.2004 | 6.603 | 5.0756 | 8.8375 | 6.8662 | 5.6855 | 8.0841 | 11.73 | 10.0713 | 13.0032 | 6.3618 | 6.3344 | 8.7353 | 6.6964 | 7.5587 | 14.3031 | 7.5653 | 10.4969 | 5.0576 | 4.7348 | 7.8508 | 4.8241 | 6.1906 | 8.6011 | 9.6116 | 8.0877 | 6.6409 | 6.2543 | 10.7207 | 5.5238 | 8.8389 | 4.6416 | 5.937 | 4.4956 | 7.7173 | 6.0743 | 5.1289 | 7.0808 | 10.1795 | 8.7437 | 11.3293 | 5.6313 | 5.5766 | 7.5701 | 5.9355 | 6.7614 | 12.5423 | 6.6263 | 9.0386 | 4.1573 | 3.9201 | 6.4414 | 3.9682 | 4.966 | 6.9929 | 7.8287 | 6.5456 | 5.4941 | 5.0799 | 8.6835 | 4.4921 | 7.0851 | 3.8731 | 5.0048 | 3.7188 | 6.259 | 5.0117 | 4.3407 | 5.7642 | 8.1848 | 7.0403 | 9.1447 | 4.6438 | 4.5757 | 6.0886 | 4.9072 | 5.6621 | 10.2115 | 5.3878 | 7.2113
1331 | 3.0886 | 6.5989 | 3.809 | 4.8674 | 4.2446 | 6.502 | 5.1861 | 5.8933 | 5.3786 | 10.1342 | 6.2264 | 7.764 | 7.0085 | 14.299 | 8.577 | 10.7282 | 6.3702 | 5.9025 | 9.774 | 6.1411 | 8.1038 | 10.9179 | 12.4675 | 10.5028 | 8.5184 | 8.1306 | 13.9622 | 7.1188 | 11.6679 | 5.7612 | 7.3468 | 5.6797 | 10.0068 | 7.6692 | 6.2185 | 9.0797 | 13.3562 | 11.4215 | 14.7252 | 7.1233 | 7.1229 | 10.0155 | 7.5327 | 8.3592 | 16.1293 | 8.519 | 12.042 | 5.7221 | 5.3304 | 8.9096 | 5.4653 | 7.136 | 9.8241 | 10.9658 | 9.2799 | 7.4943 | 7.156 | 12.2853 | 6.3117 | 10.2193 | 5.2021 | 6.6052 | 5.0773 | 8.8404 | 6.8685 | 5.6873 | 8.0871 | 11.7344 | 10.0751 | 13.0084 | 6.364 | 6.3365 | 8.7382 | 6.6989 | 7.5612 | 14.3083 | 7.5683 | 10.5003 | 5.0593 | 4.7363 | 7.8534 | 4.8257 | 6.1927 | 8.6046 | 9.6147 | 8.0907 | 6.6431 | 6.2567 | 10.7242 | 5.5257 | 8.8417 | 4.6431 | 5.9389 | 4.4971 | 7.7198 | 6.0763 | 5.1305 | 7.0835 | 10.1833 | 8.747 | 11.3338 | 5.6333 | 5.5785 | 7.5726 | 5.9377 | 6.7637 | 12.5467 | 6.6289 | 9.0415 | 4.1586 | 3.9213 | 6.4435 | 3.9695 | 4.9676 | 6.9958 | 7.8312 | 6.548 | 5.4959 | 5.0818 | 8.6863 | 4.4936 | 7.0873 | 3.8743 | 5.0064 | 3.72 | 6.261 | 5.0133 | 4.342 | 5.7663 | 8.1878 | 7.0429 | 9.1481 | 4.6453 | 4.5772 | 6.0906 | 4.909 | 5.664 | 10.2149 | 5.3899 | 7.2136
1332 | 3.0902 | 6.6028 | 3.811 | 4.87 | 4.2463 | 6.504 | 5.1867 | 5.894 | 5.381 | 10.1404 | 6.2294 | 7.768 | 7.012 | 14.308 | 8.5814 | 10.734 | 6.3724 | 5.9044 | 9.7772 | 6.1431 | 8.1065 | 10.9224 | 12.4717 | 10.5068 | 8.5213 | 8.1336 | 13.9669 | 7.1213 | 11.6716 | 5.763 | 7.3493 | 5.6816 | 10.0101 | 7.6719 | 6.2205 | 9.0832 | 13.3611 | 11.4258 | 14.7312 | 7.1257 | 7.1253 | 10.0189 | 7.5356 | 8.362 | 16.1354 | 8.5225 | 12.046 | 5.724 | 5.3322 | 8.9126 | 5.467 | 7.1384 | 9.8282 | 10.9694 | 9.2834 | 7.4968 | 7.1587 | 12.2894 | 6.3139 | 10.2226 | 5.2038 | 6.6073 | 5.0791 | 8.8433 | 6.8709 | 5.6892 | 8.0902 | 11.7387 | 10.0789 | 13.0137 | 6.3663 | 6.3385 | 8.7411 | 6.7015 | 7.5638 | 14.3135 | 7.5713 | 10.5037 | 5.061 | 4.7378 | 7.8559 | 4.8273 | 6.1948 | 8.6082 | 9.6179 | 8.0938 | 6.6453 | 6.259 | 10.7277 | 5.5276 | 8.8446 | 4.6446 | 5.9408 | 4.4986 | 7.7224 | 6.0784 | 5.1321 | 7.0862 | 10.187 | 8.7502 | 11.3382 | 5.6352 | 5.5803 | 7.575 | 5.94 | 6.766 | 12.5512 | 6.6315 | 9.0445 | 4.16 | 3.9225 | 6.4456 | 3.9708 | 4.9692 | 6.9986 | 7.8337 | 6.5505 | 5.4977 | 5.0836 | 8.689 | 4.4951 | 7.0896 | 3.8755 | 5.008 | 3.7212 | 6.2631 | 5.015 | 4.3434 | 5.7685 | 8.1908 | 7.0455 | 9.1516 | 4.6469 | 4.5787 | 6.0926 | 4.9109 | 5.6659 | 10.2184 | 5.392 | 7.216
1333 | 3.0918 | 6.6068 | 3.813 | 4.8726 | 4.248 | 6.506 | 5.1874 | 5.8948 | 5.3834 | 10.1466 | 6.2324 | 7.772 | 7.0155 | 14.317 | 8.5859 | 10.7397 | 6.3745 | 5.9063 | 9.7805 | 6.1452 | 8.1093 | 10.9269 | 12.4759 | 10.5108 | 8.5242 | 8.1367 | 13.9715 | 7.1237 | 11.6753 | 5.7649 | 7.3517 | 5.6835 | 10.0134 | 7.6745 | 6.2225 | 9.0866 | 13.3661 | 11.4301 | 14.7372 | 7.1282 | 7.1277 | 10.0223 | 7.5385 | 8.3648 | 16.1414 | 8.5259 | 12.0499 | 5.726 | 5.3339 | 8.9155 | 5.4688 | 7.1409 | 9.8322 | 10.973 | 9.2868 | 7.4993 | 7.1613 | 12.2934 | 6.3161 | 10.2259 | 5.2054 | 6.6095 | 5.0808 | 8.8461 | 6.8733 | 5.691 | 8.0933 | 11.7431 | 10.0827 | 13.0189 | 6.3685 | 6.3406 | 8.744 | 6.704 | 7.5663 | 14.3187 | 7.5744 | 10.5071 | 5.0626 | 4.7393 | 7.8585 | 4.8289 | 6.1969 | 8.6117 | 9.6211 | 8.0968 | 6.6474 | 6.2613 | 10.7312 | 5.5296 | 8.8474 | 4.6461 | 5.9428 | 4.5001 | 7.7249 | 6.0805 | 5.1338 | 7.0888 | 10.1908 | 8.7535 | 11.3426 | 5.6371 | 5.5821 | 7.5775 | 5.9422 | 6.7682 | 12.5556 | 6.6341 | 9.0474 | 4.1614 | 3.9238 | 6.4476 | 3.9721 | 4.9709 | 7.0014 | 7.8363 | 6.5529 | 5.4994 | 5.0855 | 8.6918 | 4.4967 | 7.0919 | 3.8768 | 5.0095 | 3.7224 | 6.2651 | 5.0167 | 4.3448 | 5.7706 | 8.1938 | 7.0481 | 9.1551 | 4.6485 | 4.5801 | 6.0945 | 4.9127 | 5.6677 | 10.2218 | 5.3941 | 7.2183
1334 | 3.0934 | 6.6107 | 3.815 | 4.8753 | 4.2497 | 6.508 | 5.188 | 5.8955 | 5.3857 | 10.1528 | 6.2353 | 7.776 | 7.019 | 14.326 | 8.5903 | 10.7455 | 6.3766 | 5.9082 | 9.7838 | 6.1472 | 8.1121 | 10.9315 | 12.4801 | 10.5148 | 8.527 | 8.1397 | 13.9761 | 7.1262 | 11.679 | 5.7668 | 7.3541 | 5.6855 | 10.0167 | 7.6772 | 6.2245 | 9.0901 | 13.3711 | 11.4345 | 14.7433 | 7.1307 | 7.13 | 10.0256 | 7.5413 | 8.3677 | 16.1474 | 8.5293 | 12.0538 | 5.7279 | 5.3356 | 8.9185 | 5.4706 | 7.1433 | 9.8363 | 10.9767 | 9.2903 | 7.5018 | 7.164 | 12.2974 | 6.3183 | 10.2291 | 5.2071 | 6.6117 | 5.0825 | 8.849 | 6.8756 | 5.6928 | 8.0963 | 11.7475 | 10.0865 | 13.0241 | 6.3707 | 6.3427 | 8.7469 | 6.7065 | 7.5688 | 14.3239 | 7.5774 | 10.5105 | 5.0643 | 4.7408 | 7.8611 | 4.8305 | 6.199 | 8.6152 | 9.6242 | 8.0998 | 6.6496 | 6.2637 | 10.7346 | 5.5315 | 8.8502 | 4.6476 | 5.9447 | 4.5016 | 7.7274 | 6.0825 | 5.1354 | 7.0915 | 10.1946 | 8.7568 | 11.3471 | 5.6391 | 5.584 | 7.58 | 5.9444 | 6.7705 | 12.56 | 6.6368 | 9.0503 | 4.1627 | 3.925 | 6.4497 | 3.9734 | 4.9725 | 7.0043 | 7.8388 | 6.5553 | 5.5012 | 5.0874 | 8.6946 | 4.4982 | 7.0941 | 3.878 | 5.0111 | 3.7236 | 6.2671 | 5.0183 | 4.3461 | 5.7727 | 8.1968 | 7.0508 | 9.1585 | 4.6501 | 4.5816 | 6.0965 | 4.9145 | 5.6696 | 10.2253 | 5.3962 | 7.2206
1335 | 3.095 | 6.6146 | 3.817 | 4.8779 | 4.2514 | 6.51 | 5.1887 | 5.8963 | 5.3881 | 10.159 | 6.2382 | 7.78 | 7.0225 | 14.335 | 8.5948 | 10.7512 | 6.3787 | 5.9102 | 9.7871 | 6.1492 | 8.1149 | 10.936 | 12.4843 | 10.5188 | 8.5299 | 8.1428 | 13.9807 | 7.1287 | 11.6828 | 5.7687 | 7.3565 | 5.6874 | 10.02 | 7.6799 | 6.2265 | 9.0936 | 13.3761 | 11.4388 | 14.7493 | 7.1332 | 7.1324 | 10.029 | 7.5442 | 8.3705 | 16.1534 | 8.5327 | 12.0577 | 5.7298 | 5.3373 | 8.9215 | 5.4724 | 7.1458 | 9.8403 | 10.9803 | 9.2938 | 7.5043 | 7.1667 | 12.3014 | 6.3205 | 10.2324 | 5.2088 | 6.6138 | 5.0842 | 8.8519 | 6.878 | 5.6946 | 8.0994 | 11.7518 | 10.0903 | 13.0293 | 6.3729 | 6.3448 | 8.7498 | 6.709 | 7.5714 | 14.329 | 7.5804 | 10.5139 | 5.066 | 4.7423 | 7.8637 | 4.832 | 6.2011 | 8.6187 | 9.6274 | 8.1028 | 6.6518 | 6.266 | 10.7381 | 5.5334 | 8.8531 | 4.6491 | 5.9466 | 4.5031 | 7.7299 | 6.0846 | 5.1371 | 7.0941 | 10.1984 | 8.7601 | 11.3515 | 5.641 | 5.5858 | 7.5825 | 5.9466 | 6.7727 | 12.5644 | 6.6394 | 9.0532 | 4.1641 | 3.9262 | 6.4518 | 3.9747 | 4.9742 | 7.0071 | 7.8413 | 6.5577 | 5.5029 | 5.0893 | 8.6974 | 4.4997 | 7.0964 | 3.8792 | 5.0127 | 3.7248 | 6.2691 | 5.02 | 4.3475 | 5.7749 | 8.1998 | 7.0534 | 9.162 | 4.6516 | 4.5831 | 6.0985 | 4.9164 | 5.6714 | 10.2287 | 5.3983 | 7.2229
1336 | 3.0966 | 6.6186 | 3.819 | 4.8805 | 4.2531 | 6.512 | 5.1894 | 5.897 | 5.3905 | 10.1652 | 6.2412 | 7.784 | 7.026 | 14.344 | 8.5992 | 10.757 | 6.3809 | 5.9121 | 9.7904 | 6.1513 | 8.1177 | 10.9405 | 12.4885 | 10.5227 | 8.5327 | 8.1458 | 13.9853 | 7.1312 | 11.6865 | 5.7706 | 7.3589 | 5.6894 | 10.0232 | 7.6825 | 6.2286 | 9.097 | 13.381 | 11.4432 | 14.7554 | 7.1357 | 7.1347 | 10.0323 | 7.547 | 8.3733 | 16.1594 | 8.5361 | 12.0617 | 5.7317 | 5.339 | 8.9245 | 5.4742 | 7.1482 | 9.8444 | 10.984 | 9.2973 | 7.5067 | 7.1694 | 12.3054 | 6.3226 | 10.2357 | 5.2105 | 6.616 | 5.0859 | 8.8548 | 6.8803 | 5.6965 | 8.1025 | 11.7562 | 10.0941 | 13.0345 | 6.3751 | 6.3469 | 8.7527 | 6.7115 | 7.5739 | 14.3342 | 7.5834 | 10.5173 | 5.0677 | 4.7438 | 7.8663 | 4.8336 | 6.2032 | 8.6223 | 9.6305 | 8.1058 | 6.6539 | 6.2683 | 10.7416 | 5.5353 | 8.8559 | 4.6506 | 5.9485 | 4.5046 | 7.7324 | 6.0866 | 5.1387 | 7.0968 | 10.2021 | 8.7634 | 11.3559 | 5.6429 | 5.5876 | 7.585 | 5.9489 | 6.775 | 12.5688 | 6.642 | 9.0561 | 4.1654 | 3.9275 | 6.4539 | 3.976 | 4.9758 | 7.0099 | 7.8438 | 6.5601 | 5.5047 | 5.0911 | 8.7001 | 4.5013 | 7.0987 | 3.8805 | 5.0143 | 3.726 | 6.2711 | 5.0217 | 4.3489 | 5.777 | 8.2028 | 7.056 | 9.1655 | 4.6532 | 4.5846 | 6.1005 | 4.9182 | 5.6733 | 10.2322 | 5.4004 | 7.2252
1337 | 3.0982 | 6.6225 | 3.821 | 4.8831 | 4.2549 | 6.514 | 5.19 | 5.8978 | 5.3929 | 10.1714 | 6.2442 | 7.788 | 7.0295 | 14.353 | 8.6037 | 10.7627 | 6.383 | 5.914 | 9.7937 | 6.1533 | 8.1205 | 10.9451 | 12.4927 | 10.5267 | 8.5356 | 8.1489 | 13.9899 | 7.1336 | 11.6902 | 5.7724 | 7.3614 | 5.6913 | 10.0265 | 7.6852 | 6.2306 | 9.1005 | 13.386 | 11.4475 | 14.7614 | 7.1382 | 7.1371 | 10.0357 | 7.5499 | 8.3762 | 16.1654 | 8.5395 | 12.0656 | 5.7336 | 5.3408 | 8.9274 | 5.476 | 7.1507 | 9.8484 | 10.9876 | 9.3008 | 7.5092 | 7.172 | 12.3094 | 6.3248 | 10.239 | 5.2122 | 6.6181 | 5.0876 | 8.8577 | 6.8827 | 5.6983 | 8.1056 | 11.7605 | 10.0979 | 13.0397 | 6.3773 | 6.349 | 8.7556 | 6.7141 | 7.5765 | 14.3394 | 7.5864 | 10.5207 | 5.0693 | 4.7454 | 7.8689 | 4.8352 | 6.2053 | 8.6258 | 9.6337 | 8.1089 | 6.6561 | 6.2707 | 10.7451 | 5.5372 | 8.8587 | 4.6521 | 5.9504 | 4.5061 | 7.7349 | 6.0887 | 5.1403 | 7.0995 | 10.2059 | 8.7667 | 11.3604 | 5.6449 | 5.5895 | 7.5875 | 5.9511 | 6.7772 | 12.5732 | 6.6446 | 9.059 | 4.1668 | 3.9287 | 6.456 | 3.9772 | 4.9775 | 7.0127 | 7.8464 | 6.5625 | 5.5065 | 5.093 | 8.7029 | 4.5028 | 7.101 | 3.8817 | 5.0159 | 3.7273 | 6.2731 | 5.0233 | 4.3502 | 5.7791 | 8.2059 | 7.0586 | 9.1689 | 4.6548 | 4.5861 | 6.1024 | 4.92 | 5.6752 | 10.2356 | 5.4026 | 7.2275
1338 | 3.0998 | 6.6265 | 3.823 | 4.8857 | 4.2566 | 6.516 | 5.1907 | 5.8985 | 5.3953 | 10.1776 | 6.2471 | 7.792 | 7.033 | 14.362 | 8.6081 | 10.7685 | 6.3851 | 5.9159 | 9.797 | 6.1553 | 8.1232 | 10.9496 | 12.4969 | 10.5307 | 8.5385 | 8.1519 | 13.9945 | 7.1361 | 11.6939 | 5.7743 | 7.3638 | 5.6932 | 10.0298 | 7.6879 | 6.2326 | 9.104 | 13.391 | 11.4519 | 14.7675 | 7.1407 | 7.1395 | 10.039 | 7.5527 | 8.379 | 16.1714 | 8.5429 | 12.0695 | 5.7355 | 5.3425 | 8.9304 | 5.4778 | 7.1531 | 9.8525 | 10.9913 | 9.3043 | 7.5117 | 7.1747 | 12.3134 | 6.327 | 10.2422 | 5.2139 | 6.6203 | 5.0893 | 8.8606 | 6.885 | 5.7001 | 8.1086 | 11.7649 | 10.1017 | 13.0449 | 6.3795 | 6.3511 | 8.7585 | 6.7166 | 7.579 | 14.3446 | 7.5894 | 10.5241 | 5.071 | 4.7469 | 7.8715 | 4.8368 | 6.2074 | 8.6293 | 9.6368 | 8.1119 | 6.6583 | 6.273 | 10.7485 | 5.5391 | 8.8616 | 4.6536 | 5.9524 | 4.5076 | 7.7374 | 6.0908 | 5.142 | 7.1021 | 10.2097 | 8.77 | 11.3648 | 5.6468 | 5.5913 | 7.59 | 5.9533 | 6.7795 | 12.5776 | 6.6473 | 9.0619 | 4.1682 | 3.9299 | 6.4581 | 3.9785 | 4.9791 | 7.0156 | 7.8489 | 6.5649 | 5.5082 | 5.0949 | 8.7057 | 4.5043 | 7.1032 | 3.8829 | 5.0175 | 3.7285 | 6.2752 | 5.025 | 4.3516 | 5.7813 | 8.2089 | 7.0613 | 9.1724 | 4.6564 | 4.5876 | 6.1044 | 4.9219 | 5.677 | 10.2391 | 5.4047 | 7.2298
1339 | 3.1014 | 6.6304 | 3.825 | 4.8884 | 4.2583 | 6.518 | 5.1913 | 5.8993 | 5.3976 | 10.1838 | 6.25 | 7.796 | 7.0365 | 14.371 | 8.6126 | 10.7742 | 6.3872 | 5.9179 | 9.8002 | 6.1573 | 8.126 | 10.9541 | 12.5011 | 10.5347 | 8.5413 | 8.155 | 13.9991 | 7.1386 | 11.6976 | 5.7762 | 7.3662 | 5.6952 | 10.0331 | 7.6905 | 6.2346 | 9.1074 | 13.3959 | 11.4562 | 14.7735 | 7.1432 | 7.1418 | 10.0424 | 7.5556 | 8.3818 | 16.1775 | 8.5463 | 12.0734 | 5.7374 | 5.3442 | 8.9334 | 5.4796 | 7.1555 | 9.8565 | 10.9949 | 9.3078 | 7.5142 | 7.1774 | 12.3175 | 6.3292 | 10.2455 | 5.2156 | 6.6224 | 5.091 | 8.8635 | 6.8874 | 5.702 | 8.1117 | 11.7692 | 10.1055 | 13.0501 | 6.3817 | 6.3532 | 8.7614 | 6.7191 | 7.5816 | 14.3498 | 7.5925 | 10.5274 | 5.0727 | 4.7484 | 7.8741 | 4.8384 | 6.2095 | 8.6328 | 9.64 | 8.1149 | 6.6605 | 6.2753 | 10.752 | 5.541 | 8.8644 | 4.6551 | 5.9543 | 4.5091 | 7.74 | 6.0928 | 5.1436 | 7.1048 | 10.2134 | 8.7732 | 11.3692 | 5.6487 | 5.5931 | 7.5925 | 5.9556 | 6.7818 | 12.5821 | 6.6499 | 9.0648 | 4.1695 | 3.9311 | 6.4602 | 3.9798 | 4.9808 | 7.0184 | 7.8514 | 6.5673 | 5.51 | 5.0968 | 8.7084 | 4.5058 | 7.1055 | 3.8841 | 5.0191 | 3.7297 | 6.2772 | 5.0267 | 4.353 | 5.7834 | 8.2119 | 7.0639 | 9.1759 | 4.6579 | 4.589 | 6.1064 | 4.9237 | 5.6789 | 10.2425 | 5.4068 | 7.2322
1340 | 3.103 | 6.6343 | 3.827 | 4.891 | 4.26 | 6.52 | 5.192 | 5.9 | 5.4 | 10.19 | 6.253 | 7.8 | 7.04 | 14.38 | 8.617 | 10.78 | 6.3894 | 5.9198 | 9.8035 | 6.1594 | 8.1288 | 10.9587 | 12.5053 | 10.5387 | 8.5442 | 8.158 | 14.0038 | 7.1411 | 11.7013 | 5.7781 | 7.3686 | 5.6971 | 10.0364 | 7.6932 | 6.2366 | 9.1109 | 13.4009 | 11.4606 | 14.7796 | 7.1457 | 7.1442 | 10.0457 | 7.5584 | 8.3847 | 16.1835 | 8.5498 | 12.0774 | 5.7393 | 5.3459 | 8.9364 | 5.4814 | 7.158 | 9.8606 | 10.9986 | 9.3113 | 7.5167 | 7.1801 | 12.3215 | 6.3314 | 10.2488 | 5.2173 | 6.6246 | 5.0928 | 8.8664 | 6.8897 | 5.7038 | 8.1148 | 11.7736 | 10.1093 | 13.0553 | 6.3839 | 6.3552 | 8.7643 | 6.7216 | 7.5841 | 14.3549 | 7.5955 | 10.5308 | 5.0744 | 4.7499 | 7.8767 | 4.8399 | 6.2116 | 8.6364 | 9.6432 | 8.1179 | 6.6626 | 6.2777 | 10.7555 | 5.5429 | 8.8673 | 4.6566 | 5.9562 | 4.5106 | 7.7425 | 6.0949 | 5.1452 | 7.1075 | 10.2172 | 8.7765 | 11.3737 | 5.6507 | 5.5949 | 7.595 | 5.9578 | 6.784 | 12.5865 | 6.6525 | 9.0678 | 4.1709 | 3.9324 | 6.4623 | 3.9811 | 4.9824 | 7.0212 | 7.8539 | 6.5698 | 5.5118 | 5.0986 | 8.7112 | 4.5074 | 7.1078 | 3.8854 | 5.0207 | 3.7309 | 6.2792 | 5.0283 | 4.3543 | 5.7855 | 8.2149 | 7.0665 | 9.1793 | 4.6595 | 4.5905 | 6.1084 | 4.9255 | 5.6808 | 10.246 | 5.4089 | 7.2345
1341 | 3.1039 | 6.6382 | 3.8282 | 4.8925 | 4.2623 | 6.523 | 5.1933 | 5.9015 | 5.4015 | 10.1947 | 6.2549 | 7.8025 | 7.042 | 14.387 | 8.6194 | 10.7828 | 6.3915 | 5.9217 | 9.8068 | 6.1614 | 8.1316 | 10.9632 | 12.5095 | 10.5427 | 8.547 | 8.1611 | 14.0084 | 7.1436 | 11.7051 | 5.78 | 7.3711 | 5.699 | 10.0397 | 7.6959 | 6.2386 | 9.1144 | 13.4059 | 11.4649 | 14.7856 | 7.1482 | 7.1465 | 10.0491 | 7.5613 | 8.3875 | 16.1895 | 8.5532 | 12.0813 | 5.7412 | 5.3476 | 8.9393 | 5.4832 | 7.1604 | 9.8646 | 11.0022 | 9.3147 | 7.5192 | 7.1828 | 12.3255 | 6.3336 | 10.2521 | 5.2189 | 6.6267 | 5.0945 | 8.8693 | 6.8921 | 5.7056 | 8.1178 | 11.7779 | 10.1131 | 13.0605 | 6.3861 | 6.3573 | 8.7672 | 6.7242 | 7.5867 | 14.3601 | 7.5985 | 10.5342 | 5.076 | 4.7514 | 7.8793 | 4.8415 | 6.2137 | 8.6399 | 9.6463 | 8.1209 | 6.6648 | 6.28 | 10.759 | 5.5448 | 8.8701 | 4.6581 | 5.9581 | 4.512 | 7.745 | 6.097 | 5.1469 | 7.1101 | 10.221 | 8.7798 | 11.3781 | 5.6526 | 5.5968 | 7.5975 | 5.96 | 6.7863 | 12.5909 | 6.6551 | 9.0707 | 4.1723 | 3.9336 | 6.4643 | 3.9824 | 4.9841 | 7.0241 | 7.8564 | 6.5722 | 5.5135 | 5.1005 | 8.714 | 4.5089 | 7.1101 | 3.8866 | 5.0223 | 3.7321 | 6.2812 | 5.03 | 4.3557 | 5.7877 | 8.2179 | 7.0691 | 9.1828 | 4.6611 | 4.592 | 6.1103 | 4.9274 | 5.6826 | 10.2494 | 5.411 | 7.2368
1342 | 3.1049 | 6.6421 | 3.8293 | 4.8941 | 4.2646 | 6.526 | 5.1946 | 5.903 | 5.403 | 10.1994 | 6.2567 | 7.805 | 7.044 | 14.394 | 8.6217 | 10.7857 | 6.3936 | 5.9236 | 9.8101 | 6.1634 | 8.1344 | 10.9677 | 12.5137 | 10.5466 | 8.5499 | 8.1641 | 14.013 | 7.146 | 11.7088 | 5.7818 | 7.3735 | 5.701 | 10.043 | 7.6985 | 6.2406 | 9.1179 | 13.4109 | 11.4692 | 14.7916 | 7.1507 | 7.1489 | 10.0524 | 7.5642 | 8.3903 | 16.1955 | 8.5566 | 12.0852 | 5.7431 | 5.3494 | 8.9423 | 5.485 | 7.1629 | 9.8687 | 11.0058 | 9.3182 | 7.5216 | 7.1854 | 12.3295 | 6.3358 | 10.2553 | 5.2206 | 6.6289 | 5.0962 | 8.8722 | 6.8944 | 5.7075 | 8.1209 | 11.7823 | 10.1169 | 13.0657 | 6.3883 | 6.3594 | 8.7701 | 6.7267 | 7.5892 | 14.3653 | 7.6015 | 10.5376 | 5.0777 | 4.7529 | 7.8819 | 4.8431 | 6.2157 | 8.6434 | 9.6495 | 8.124 | 6.667 | 6.2823 | 10.7624 | 5.5467 | 8.8729 | 4.6595 | 5.96 | 4.5135 | 7.7475 | 6.099 | 5.1485 | 7.1128 | 10.2247 | 8.7831 | 11.3825 | 5.6545 | 5.5986 | 7.6 | 5.9623 | 6.7885 | 12.5953 | 6.6578 | 9.0736 | 4.1736 | 3.9348 | 6.4664 | 3.9837 | 4.9857 | 7.0269 | 7.859 | 6.5746 | 5.5153 | 5.1024 | 8.7167 | 4.5104 | 7.1123 | 3.8878 | 5.0239 | 3.7333 | 6.2832 | 5.0317 | 4.3571 | 5.7898 | 8.2209 | 7.0718 | 9.1863 | 4.6627 | 4.5935 | 6.1123 | 4.9292 | 5.6845 | 10.2529 | 5.4131 | 7.2391
1343 | 3.1058 | 6.646 | 3.8305 | 4.8956 | 4.2669 | 6.529 | 5.196 | 5.9045 | 5.4045 | 10.2041 | 6.2586 | 7.8075 | 7.046 | 14.401 | 8.6241 | 10.7885 | 6.3957 | 5.9255 | 9.8134 | 6.1654 | 8.1372 | 10.9723 | 12.5179 | 10.5506 | 8.5527 | 8.1672 | 14.0176 | 7.1485 | 11.7125 | 5.7837 | 7.3759 | 5.7029 | 10.0462 | 7.7012 | 6.2427 | 9.1213 | 13.4158 | 11.4736 | 14.7977 | 7.1532 | 7.1512 | 10.0558 | 7.567 | 8.3932 | 16.2015 | 8.56 | 12.0891 | 5.745 | 5.3511 | 8.9453 | 5.4868 | 7.1653 | 9.8727 | 11.0095 | 9.3217 | 7.5241 | 7.1881 | 12.3335 | 6.3379 | 10.2586 | 5.2223 | 6.631 | 5.0979 | 8.8751 | 6.8968 | 5.7093 | 8.124 | 11.7866 | 10.1207 | 13.0709 | 6.3905 | 6.3615 | 8.773 | 6.7292 | 7.5918 | 14.3705 | 7.6045 | 10.541 | 5.0794 | 4.7544 | 7.8845 | 4.8447 | 6.2178 | 8.6469 | 9.6526 | 8.127 | 6.6692 | 6.2847 | 10.7659 | 5.5486 | 8.8758 | 4.661 | 5.9619 | 4.515 | 7.75 | 6.1011 | 5.1502 | 7.1155 | 10.2285 | 8.7864 | 11.387 | 5.6565 | 5.6004 | 7.6024 | 5.9645 | 6.7908 | 12.5997 | 6.6604 | 9.0765 | 4.175 | 3.936 | 6.4685 | 3.985 | 4.9874 | 7.0297 | 7.8615 | 6.577 | 5.517 | 5.1043 | 8.7195 | 4.5119 | 7.1146 | 3.889 | 5.0255 | 3.7345 | 6.2852 | 5.0333 | 4.3584 | 5.7919 | 8.2239 | 7.0744 | 9.1897 | 4.6642 | 4.595 | 6.1143 | 4.931 | 5.6863 | 10.2564 | 5.4152 | 7.2414
1344 | 3.1067 | 6.6499 | 3.8317 | 4.8971 | 4.2691 | 6.532 | 5.1973 | 5.906 | 5.406 | 10.2088 | 6.2604 | 7.81 | 7.048 | 14.408 | 8.6264 | 10.7913 | 6.3979 | 5.9275 | 9.8167 | 6.1675 | 8.1399 | 10.9768 | 12.5221 | 10.5546 | 8.5556 | 8.1702 | 14.0222 | 7.151 | 11.7162 | 5.7856 | 7.3783 | 5.7049 | 10.0495 | 7.7039 | 6.2447 | 9.1248 | 13.4208 | 11.4779 | 14.8037 | 7.1557 | 7.1536 | 10.0591 | 7.5699 | 8.396 | 16.2075 | 8.5634 | 12.0931 | 5.7469 | 5.3528 | 8.9483 | 5.4886 | 7.1677 | 9.8768 | 11.0131 | 9.3252 | 7.5266 | 7.1908 | 12.3375 | 6.3401 | 10.2619 | 5.224 | 6.6332 | 5.0996 | 8.878 | 6.8991 | 5.7111 | 8.1271 | 11.791 | 10.1245 | 13.0761 | 6.3927 | 6.3636 | 8.7759 | 6.7317 | 7.5943 | 14.3757 | 7.6075 | 10.5444 | 5.0811 | 4.7559 | 7.8871 | 4.8463 | 6.2199 | 8.6505 | 9.6558 | 8.13 | 6.6713 | 6.287 | 10.7694 | 5.5505 | 8.8786 | 4.6625 | 5.9639 | 4.5165 | 7.7525 | 6.1031 | 5.1518 | 7.1181 | 10.2323 | 8.7897 | 11.3914 | 5.6584 | 5.6023 | 7.6049 | 5.9667 | 6.7931 | 12.6041 | 6.663 | 9.0794 | 4.1763 | 3.9373 | 6.4706 | 3.9863 | 4.989 | 7.0325 | 7.864 | 6.5794 | 5.5188 | 5.1061 | 8.7223 | 4.5135 | 7.1169 | 3.8903 | 5.0271 | 3.7357 | 6.2873 | 5.035 | 4.3598 | 5.7941 | 8.2269 | 7.077 | 9.1932 | 4.6658 | 4.5965 | 6.1163 | 4.9329 | 5.6882 | 10.2598 | 5.4173 | 7.2437
1345 | 3.1077 | 6.6537 | 3.8328 | 4.8987 | 4.2714 | 6.535 | 5.1986 | 5.9075 | 5.4075 | 10.2135 | 6.2622 | 7.8125 | 7.05 | 14.415 | 8.6288 | 10.7942 | 6.4 | 5.9294 | 9.82 | 6.1695 | 8.1427 | 10.9813 | 12.5263 | 10.5586 | 8.5585 | 8.1733 | 14.0268 | 7.1535 | 11.7199 | 5.7875 | 7.3808 | 5.7068 | 10.0528 | 7.7065 | 6.2467 | 9.1283 | 13.4258 | 11.4823 | 14.8098 | 7.1582 | 7.156 | 10.0625 | 7.5727 | 8.3988 | 16.2135 | 8.5668 | 12.097 | 5.7488 | 5.3545 | 8.9512 | 5.4904 | 7.1702 | 9.8809 | 11.0168 | 9.3287 | 7.5291 | 7.1935 | 12.3415 | 6.3423 | 10.2651 | 5.2257 | 6.6354 | 5.1013 | 8.8809 | 6.9015 | 5.713 | 8.1301 | 11.7954 | 10.1283 | 13.0813 | 6.3949 | 6.3657 | 8.7788 | 6.7343 | 7.5969 | 14.3808 | 7.6105 | 10.5478 | 5.0827 | 4.7574 | 7.8897 | 4.8478 | 6.222 | 8.654 | 9.659 | 8.133 | 6.6735 | 6.2893 | 10.7729 | 5.5524 | 8.8814 | 4.664 | 5.9658 | 4.518 | 7.755 | 6.1052 | 5.1534 | 7.1208 | 10.236 | 8.793 | 11.3958 | 5.6603 | 5.6041 | 7.6074 | 5.969 | 6.7953 | 12.6085 | 6.6656 | 9.0823 | 4.1777 | 3.9385 | 6.4727 | 3.9876 | 4.9906 | 7.0354 | 7.8665 | 6.5818 | 5.5206 | 5.108 | 8.725 | 4.515 | 7.1191 | 3.8915 | 5.0287 | 3.7369 | 6.2893 | 5.0367 | 4.3612 | 5.7962 | 8.2299 | 7.0796 | 9.1967 | 4.6674 | 4.598 | 6.1182 | 4.9347 | 5.6901 | 10.2632 | 5.4194 | 7.246
1346 | 3.1086 | 6.6576 | 3.834 | 4.9002 | 4.2737 | 6.538 | 5.1999 | 5.909 | 5.409 | 10.2182 | 6.2641 | 7.815 | 7.052 | 14.422 | 8.6311 | 10.797 | 6.4021 | 5.9313 | 9.8232 | 6.1715 | 8.1455 | 10.9859 | 12.5305 | 10.5626 | 8.5613 | 8.1763 | 14.0314 | 7.156 | 11.7236 | 5.7894 | 7.3832 | 5.7087 | 10.0561 | 7.7092 | 6.2487 | 9.1317 | 13.4307 | 11.4866 | 14.8158 | 7.1607 | 7.1583 | 10.0658 | 7.5756 | 8.4017 | 16.2196 | 8.5702 | 12.1009 | 5.7507 | 5.3562 | 8.9542 | 5.4922 | 7.1726 | 9.8849 | 11.0204 | 9.3322 | 7.5316 | 7.1962 | 12.3456 | 6.3445 | 10.2684 | 5.2274 | 6.6375 | 5.103 | 8.8838 | 6.9038 | 5.7148 | 8.1332 | 11.7997 | 10.1321 | 13.0865 | 6.3971 | 6.3678 | 8.7817 | 6.7368 | 7.5994 | 14.386 | 7.6136 | 10.5512 | 5.0844 | 4.759 | 7.8923 | 4.8494 | 6.2241 | 8.6575 | 9.6621 | 8.136 | 6.6757 | 6.2917 | 10.7763 | 5.5543 | 8.8843 | 4.6655 | 5.9677 | 4.5195 | 7.7576 | 6.1073 | 5.1551 | 7.1235 | 10.2398 | 8.7962 | 11.4003 | 5.6623 | 5.6059 | 7.6099 | 5.9712 | 6.7976 | 12.613 | 6.6683 | 9.0852 | 4.1791 | 3.9397 | 6.4748 | 3.9888 | 4.9923 | 7.0382 | 7.869 | 6.5842 | 5.5223 | 5.1099 | 8.7278 | 4.5165 | 7.1214 | 3.8927 | 5.0303 | 3.7382 | 6.2913 | 5.0383 | 4.3625 | 5.7983 | 8.233 | 7.0823 | 9.2001 | 4.669 | 4.5994 | 6.1202 | 4.9365 | 5.6919 | 10.2667 | 5.4216 | 7.2484
1347 | 3.1095 | 6.6615 | 3.8352 | 4.9017 | 4.276 | 6.541 | 5.2012 | 5.9105 | 5.4105 | 10.2229 | 6.266 | 7.8175 | 7.054 | 14.429 | 8.6334 | 10.7998 | 6.4042 | 5.9332 | 9.8265 | 6.1735 | 8.1483 | 10.9904 | 12.5347 | 10.5666 | 8.5642 | 8.1794 | 14.036 | 7.1584 | 11.7274 | 5.7912 | 7.3856 | 5.7107 | 10.0594 | 7.7119 | 6.2507 | 9.1352 | 13.4357 | 11.491 | 14.8219 | 7.1631 | 7.1607 | 10.0692 | 7.5784 | 8.4045 | 16.2256 | 8.5736 | 12.1048 | 5.7527 | 5.358 | 8.9572 | 5.494 | 7.1751 | 9.889 | 11.0241 | 9.3357 | 7.5341 | 7.1988 | 12.3496 | 6.3467 | 10.2717 | 5.2291 | 6.6397 | 5.1047 | 8.8867 | 6.9062 | 5.7166 | 8.1363 | 11.8041 | 10.1359 | 13.0918 | 6.3993 | 6.3699 | 8.7846 | 6.7393 | 7.602 | 14.3912 | 7.6166 | 10.5546 | 5.0861 | 4.7605 | 7.8948 | 4.851 | 6.2262 | 8.661 | 9.6653 | 8.1391 | 6.6779 | 6.294 | 10.7798 | 5.5562 | 8.8871 | 4.667 | 5.9696 | 4.521 | 7.7601 | 6.1093 | 5.1567 | 7.1261 | 10.2436 | 8.7995 | 11.4047 | 5.6642 | 5.6078 | 7.6124 | 5.9734 | 6.7998 | 12.6174 | 6.6709 | 9.0881 | 4.1804 | 3.9409 | 6.4769 | 3.9901 | 4.9939 | 7.041 | 7.8716 | 6.5866 | 5.5241 | 5.1118 | 8.7306 | 4.518 | 7.1237 | 3.8939 | 5.0318 | 3.7394 | 6.2933 | 5.04 | 4.3639 | 5.8005 | 8.236 | 7.0849 | 9.2036 | 4.6705 | 4.6009 | 6.1222 | 4.9384 | 5.6938 | 10.2702 | 5.4237 | 7.2507
1348 | 3.1105 | 6.6654 | 3.8363 | 4.9033 | 4.2783 | 6.544 | 5.2026 | 5.912 | 5.412 | 10.2276 | 6.2678 | 7.82 | 7.056 | 14.436 | 8.6358 | 10.8027 | 6.4064 | 5.9352 | 9.8298 | 6.1756 | 8.1511 | 10.9949 | 12.5389 | 10.5705 | 8.567 | 8.1824 | 14.0406 | 7.1609 | 11.7311 | 5.7931 | 7.388 | 5.7126 | 10.0627 | 7.7145 | 6.2527 | 9.1387 | 13.4407 | 11.4953 | 14.8279 | 7.1656 | 7.163 | 10.0725 | 7.5813 | 8.4073 | 16.2316 | 8.577 | 12.1088 | 5.7546 | 5.3597 | 8.9602 | 5.4958 | 7.1775 | 9.893 | 11.0277 | 9.3392 | 7.5365 | 7.2015 | 12.3536 | 6.3489 | 10.275 | 5.2308 | 6.6418 | 5.1065 | 8.8896 | 6.9085 | 5.7185 | 8.1394 | 11.8084 | 10.1397 | 13.097 | 6.4015 | 6.372 | 8.7875 | 6.7418 | 7.6045 | 14.3964 | 7.6196 | 10.558 | 5.0878 | 4.762 | 7.8974 | 4.8526 | 6.2283 | 8.6646 | 9.6684 | 8.1421 | 6.68 | 6.2963 | 10.7833 | 5.5581 | 8.89 | 4.6685 | 5.9715 | 4.5225 | 7.7626 | 6.1114 | 5.1583 | 7.1288 | 10.2473 | 8.8028 | 11.4091 | 5.6661 | 5.6096 | 7.6149 | 5.9757 | 6.8021 | 12.6218 | 6.6735 | 9.0911 | 4.1818 | 3.9422 | 6.479 | 3.9914 | 4.9956 | 7.0438 | 7.8741 | 6.5891 | 5.5259 | 5.1136 | 8.7333 | 4.5196 | 7.126 | 3.8952 | 5.0334 | 3.7406 | 6.2953 | 5.0417 | 4.3653 | 5.8026 | 8.239 | 7.0875 | 9.2071 | 4.6721 | 4.6024 | 6.1242 | 4.9402 | 5.6957 | 10.2736 | 5.4258 | 7.253
1349 | 3.1114 | 6.6693 | 3.8375 | 4.9048 | 4.2806 | 6.547 | 5.2039 | 5.9135 | 5.4135 | 10.2323 | 6.2697 | 7.8225 | 7.058 | 14.443 | 8.6382 | 10.8055 | 6.4085 | 5.9371 | 9.8331 | 6.1776 | 8.1538 | 10.9995 | 12.5431 | 10.5745 | 8.5699 | 8.1855 | 14.0453 | 7.1634 | 11.7348 | 5.795 | 7.3905 | 5.7146 | 10.066 | 7.7172 | 6.2547 | 9.1422 | 13.4457 | 11.4997 | 14.834 | 7.1681 | 7.1654 | 10.0759 | 7.5841 | 8.4102 | 16.2376 | 8.5805 | 12.1127 | 5.7565 | 5.3614 | 8.9631 | 5.4976 | 7.1799 | 9.8971 | 11.0314 | 9.3426 | 7.539 | 7.2042 | 12.3576 | 6.3511 | 10.2782 | 5.2324 | 6.644 | 5.1082 | 8.8925 | 6.9109 | 5.7203 | 8.1424 | 11.8128 | 10.1435 | 13.1022 | 6.4037 | 6.374 | 8.7904 | 6.7444 | 7.6071 | 14.4016 | 7.6226 | 10.5614 | 5.0894 | 4.7635 | 7.9 | 4.8542 | 6.2304 | 8.6681 | 9.6716 | 8.1451 | 6.6822 | 6.2987 | 10.7868 | 5.56 | 8.8928 | 4.67 | 5.9735 | 4.524 | 7.7651 | 6.1134 | 5.16 | 7.1315 | 10.2511 | 8.8061 | 11.4136 | 5.6681 | 5.6114 | 7.6174 | 5.9779 | 6.8044 | 12.6262 | 6.6761 | 9.094 | 4.1831 | 3.9434 | 6.481 | 3.9927 | 4.9972 | 7.0467 | 7.8766 | 6.5915 | 5.5276 | 5.1155 | 8.7361 | 4.5211 | 7.1282 | 3.8964 | 5.035 | 3.7418 | 6.2974 | 5.0433 | 4.3666 | 5.8047 | 8.242 | 7.0901 | 9.2105 | 4.6737 | 4.6039 | 6.1261 | 4.942 | 5.6975 | 10.277 | 5.4279 | 7.2553
1350 | 3.1123 | 6.6731 | 3.8387 | 4.9063 | 4.2829 | 6.55 | 5.2052 | 5.915 | 5.415 | 10.237 | 6.2715 | 7.825 | 7.06 | 14.45 | 8.6405 | 10.8083 | 6.4106 | 5.939 | 9.8364 | 6.1796 | 8.1566 | 11.004 | 12.5473 | 10.5785 | 8.5728 | 8.1885 | 14.0499 | 7.1659 | 11.7385 | 5.7969 | 7.3929 | 5.7165 | 10.0693 | 7.7199 | 6.2568 | 9.1456 | 13.4506 | 11.504 | 14.84 | 7.1706 | 7.1678 | 10.0792 | 7.587 | 8.413 | 16.2436 | 8.5839 | 12.1166 | 5.7584 | 5.3631 | 8.9661 | 5.4994 | 7.1824 | 9.9011 | 11.035 | 9.3461 | 7.5415 | 7.2069 | 12.3616 | 6.3533 | 10.2815 | 5.2341 | 6.6461 | 5.1099 | 8.8954 | 6.9133 | 5.7221 | 8.1455 | 11.8171 | 10.1472 | 13.1074 | 6.4059 | 6.3761 | 8.7933 | 6.7469 | 7.6096 | 14.4068 | 7.6256 | 10.5648 | 5.0911 | 4.765 | 7.9026 | 4.8558 | 6.2325 | 8.6716 | 9.6748 | 8.1481 | 6.6844 | 6.301 | 10.7902 | 5.5619 | 8.8956 | 4.6715 | 5.9754 | 4.5255 | 7.7676 | 6.1155 | 5.1616 | 7.1341 | 10.2549 | 8.8094 | 11.418 | 5.67 | 5.6132 | 7.6199 | 5.9801 | 6.8066 | 12.6306 | 6.6787 | 9.0969 | 4.1845 | 3.9446 | 6.4831 | 3.994 | 4.9989 | 7.0495 | 7.8791 | 6.5939 | 5.5294 | 5.1174 | 8.7389 | 4.5226 | 7.1305 | 3.8976 | 5.0366 | 3.743 | 6.2994 | 5.045 | 4.368 | 5.8069 | 8.245 | 7.0928 | 9.214 | 4.6753 | 4.6054 | 6.1281 | 4.9439 | 5.6994 | 10.2805 | 5.43 | 7.2576
1351 | 3.1133 | 6.677 | 3.8398 | 4.9079 | 4.2851 | 6.552 | 5.2065 | 5.9165 | 5.4165 | 10.2416 | 6.2733 | 7.8275 | 7.062 | 14.457 | 8.6429 | 10.8112 | 6.4128 | 5.9409 | 9.8397 | 6.1817 | 8.1594 | 11.0085 | 12.5514 | 10.5825 | 8.5756 | 8.1916 | 14.0545 | 7.1684 | 11.7422 | 5.7988 | 7.3953 | 5.7184 | 10.0725 | 7.7225 | 6.2588 | 9.1491 | 13.4556 | 11.5083 | 14.846 | 7.1731 | 7.1701 | 10.0826 | 7.5899 | 8.4158 | 16.2496 | 8.5873 | 12.1206 | 5.7603 | 5.3648 | 8.9691 | 5.5012 | 7.1848 | 9.9052 | 11.0386 | 9.3496 | 7.544 | 7.2096 | 12.3656 | 6.3554 | 10.2848 | 5.2358 | 6.6483 | 5.1116 | 8.8983 | 6.9156 | 5.724 | 8.1486 | 11.8215 | 10.151 | 13.1126 | 6.4081 | 6.3782 | 8.7961 | 6.7494 | 7.6122 | 14.4119 | 7.6286 | 10.5681 | 5.0928 | 4.7665 | 7.9052 | 4.8573 | 6.2346 | 8.6752 | 9.6779 | 8.1511 | 6.6865 | 6.3033 | 10.7937 | 5.5638 | 8.8985 | 4.673 | 5.9773 | 4.527 | 7.7701 | 6.1176 | 5.1633 | 7.1368 | 10.2586 | 8.8127 | 11.4224 | 5.6719 | 5.6151 | 7.6224 | 5.9824 | 6.8089 | 12.635 | 6.6814 | 9.0998 | 4.1859 | 3.9459 | 6.4852 | 3.9953 | 5.0005 | 7.0523 | 7.8816 | 6.5963 | 5.5311 | 5.1192 | 8.7416 | 4.5242 | 7.1328 | 3.8989 | 5.0382 | 3.7442 | 6.3014 | 5.0467 | 4.3694 | 5.809 | 8.248 | 7.0954 | 9.2175 | 4.6768 | 4.6069 | 6.1301 | 4.9457 | 5.7012 | 10.284 | 5.4321 | 7.2599
1352 | 3.1142 | 6.6808 | 3.841 | 4.9094 | 4.2874 | 6.554 | 5.2078 | 5.918 | 5.418 | 10.2462 | 6.2752 | 7.83 | 7.064 | 14.464 | 8.6452 | 10.814 | 6.4149 | 5.9428 | 9.8429 | 6.1837 | 8.1622 | 11.0131 | 12.5556 | 10.5865 | 8.5785 | 8.1946 | 14.0591 | 7.1708 | 11.7459 | 5.8006 | 7.3977 | 5.7204 | 10.0758 | 7.7252 | 6.2608 | 9.1526 | 13.4606 | 11.5127 | 14.8521 | 7.1756 | 7.1725 | 10.086 | 7.5927 | 8.4187 | 16.2557 | 8.5907 | 12.1245 | 5.7622 | 5.3666 | 8.9721 | 5.503 | 7.1873 | 9.9092 | 11.0423 | 9.3531 | 7.5465 | 7.2122 | 12.3697 | 6.3576 | 10.288 | 5.2375 | 6.6504 | 5.1133 | 8.9012 | 6.918 | 5.7258 | 8.1516 | 11.8258 | 10.1548 | 13.1178 | 6.4103 | 6.3803 | 8.799 | 6.7519 | 7.6147 | 14.4171 | 7.6317 | 10.5715 | 5.0945 | 4.768 | 7.9078 | 4.8589 | 6.2367 | 8.6787 | 9.6811 | 8.1542 | 6.6887 | 6.3057 | 10.7972 | 5.5657 | 8.9013 | 4.6745 | 5.9792 | 4.5285 | 7.7727 | 6.1196 | 5.1649 | 7.1395 | 10.2624 | 8.8159 | 11.4269 | 5.6739 | 5.6169 | 7.6249 | 5.9846 | 6.8111 | 12.6395 | 6.684 | 9.1027 | 4.1872 | 3.9471 | 6.4873 | 3.9966 | 5.0022 | 7.0552 | 7.8842 | 6.5987 | 5.5329 | 5.1211 | 8.7444 | 4.5257 | 7.135 | 3.9001 | 5.0398 | 3.7454 | 6.3034 | 5.0483 | 4.3707 | 5.8111 | 8.251 | 7.098 | 9.2209 | 4.6784 | 4.6083 | 6.1321 | 4.9475 | 5.7031 | 10.2874 | 5.4342 | 7.2623
1353 | 3.1151 | 6.6846 | 3.8422 | 4.9109 | 4.2897 | 6.556 | 5.2092 | 5.9195 | 5.4195 | 10.2508 | 6.2771 | 7.8325 | 7.066 | 14.471 | 8.6476 | 10.8168 | 6.417 | 5.9448 | 9.8462 | 6.1857 | 8.165 | 11.0176 | 12.5598 | 10.5905 | 8.5813 | 8.1977 | 14.0637 | 7.1733 | 11.7497 | 5.8025 | 7.4001 | 5.7223 | 10.0791 | 7.7279 | 6.2628 | 9.156 | 13.4655 | 11.517 | 14.8581 | 7.1781 | 7.1748 | 10.0893 | 7.5956 | 8.4215 | 16.2617 | 8.5941 | 12.1284 | 5.7641 | 5.3683 | 8.9751 | 5.5048 | 7.1897 | 9.9133 | 11.0459 | 9.3566 | 7.549 | 7.2149 | 12.3737 | 6.3598 | 10.2913 | 5.2392 | 6.6526 | 5.115 | 8.9041 | 6.9203 | 5.7276 | 8.1547 | 11.8302 | 10.1586 | 13.123 | 6.4125 | 6.3824 | 8.8019 | 6.7544 | 7.6173 | 14.4223 | 7.6347 | 10.5749 | 5.0962 | 4.7695 | 7.9104 | 4.8605 | 6.2388 | 8.6822 | 9.6842 | 8.1572 | 6.6909 | 6.308 | 10.8007 | 5.5676 | 8.9041 | 4.676 | 5.9811 | 4.53 | 7.7752 | 6.1217 | 5.1665 | 7.1421 | 10.2662 | 8.8192 | 11.4313 | 5.6758 | 5.6187 | 7.6273 | 5.9868 | 6.8134 | 12.6439 | 6.6866 | 9.1056 | 4.1886 | 3.9483 | 6.4894 | 3.9979 | 5.0038 | 7.058 | 7.8867 | 6.6011 | 5.5347 | 5.123 | 8.7472 | 4.5272 | 7.1373 | 3.9013 | 5.0414 | 3.7466 | 6.3054 | 5.05 | 4.3721 | 5.8133 | 8.254 | 7.1006 | 9.2244 | 4.68 | 4.6098 | 6.1341 | 4.9494 | 5.705 | 10.2908 | 5.4363 | 7.2646
1354 | 3.1161 | 6.6884 | 3.8433 | 4.9125 | 4.292 | 6.558 | 5.2105 | 5.921 | 5.421 | 10.2554 | 6.2789 | 7.835 | 7.068 | 14.478 | 8.6499 | 10.8197 | 6.4191 | 5.9467 | 9.8495 | 6.1877 | 8.1678 | 11.0221 | 12.564 | 10.5944 | 8.5842 | 8.2007 | 14.0683 | 7.1758 | 11.7534 | 5.8044 | 7.4026 | 5.7243 | 10.0824 | 7.7305 | 6.2648 | 9.1595 | 13.4705 | 11.5214 | 14.8642 | 7.1806 | 7.1772 | 10.0927 | 7.5984 | 8.4243 | 16.2677 | 8.5975 | 12.1323 | 5.766 | 5.37 | 8.978 | 5.5066 | 7.1921 | 9.9173 | 11.0496 | 9.3601 | 7.5514 | 7.2176 | 12.3777 | 6.362 | 10.2946 | 5.2409 | 6.6547 | 5.1167 | 8.907 | 6.9227 | 5.7295 | 8.1578 | 11.8345 | 10.1624 | 13.1282 | 6.4147 | 6.3845 | 8.8048 | 6.757 | 7.6198 | 14.4275 | 7.6377 | 10.5783 | 5.0978 | 4.771 | 7.913 | 4.8621 | 6.2409 | 8.6857 | 9.6874 | 8.1602 | 6.6931 | 6.3103 | 10.8041 | 5.5695 | 8.907 | 4.6775 | 5.983 | 4.5315 | 7.7777 | 6.1237 | 5.1682 | 7.1448 | 10.2699 | 8.8225 | 11.4357 | 5.6777 | 5.6206 | 7.6298 | 5.9891 | 6.8157 | 12.6483 | 6.6892 | 9.1085 | 4.1899 | 3.9495 | 6.4915 | 3.9992 | 5.0055 | 7.0608 | 7.8892 | 6.6035 | 5.5364 | 5.1249 | 8.7499 | 4.5287 | 7.1396 | 3.9025 | 5.043 | 3.7478 | 6.3074 | 5.0517 | 4.3735 | 5.8154 | 8.257 | 7.1033 | 9.2279 | 4.6816 | 4.6113 | 6.136 | 4.9512 | 5.7068 | 10.2943 | 5.4384 | 7.2669
1355 | 3.117 | 6.6923 | 3.8445 | 4.914 | 4.2943 | 6.56 | 5.2118 | 5.9225 | 5.4225 | 10.26 | 6.2808 | 7.8375 | 7.07 | 14.485 | 8.6523 | 10.8225 | 6.4213 | 5.9486 | 9.8528 | 6.1898 | 8.1705 | 11.0267 | 12.5682 | 10.5984 | 8.587 | 8.2038 | 14.0729 | 7.1783 | 11.7571 | 5.8063 | 7.405 | 5.7262 | 10.0857 | 7.7332 | 6.2668 | 9.163 | 13.4755 | 11.5257 | 14.8702 | 7.1831 | 7.1795 | 10.096 | 7.6013 | 8.4272 | 16.2737 | 8.6009 | 12.1363 | 5.7679 | 5.3717 | 8.981 | 5.5084 | 7.1946 | 9.9214 | 11.0532 | 9.3636 | 7.5539 | 7.2203 | 12.3817 | 6.3642 | 10.2979 | 5.2426 | 6.6569 | 5.1184 | 8.9099 | 6.925 | 5.7313 | 8.1609 | 11.8389 | 10.1662 | 13.1334 | 6.4169 | 6.3866 | 8.8077 | 6.7595 | 7.6224 | 14.4327 | 7.6407 | 10.5817 | 5.0995 | 4.7726 | 7.9156 | 4.8637 | 6.243 | 8.6893 | 9.6905 | 8.1632 | 6.6952 | 6.3127 | 10.8076 | 5.5714 | 8.9098 | 4.679 | 5.985 | 4.533 | 7.7802 | 6.1258 | 5.1698 | 7.1475 | 10.2737 | 8.8258 | 11.4402 | 5.6797 | 5.6224 | 7.6323 | 5.9913 | 6.8179 | 12.6527 | 6.6919 | 9.1114 | 4.1913 | 3.9508 | 6.4936 | 4.0004 | 5.0071 | 7.0636 | 7.8917 | 6.6059 | 5.5382 | 5.1267 | 8.7527 | 4.5303 | 7.1419 | 3.9038 | 5.0446 | 3.7491 | 6.3095 | 5.0533 | 4.3748 | 5.8175 | 8.2601 | 7.1059 | 9.2313 | 4.6831 | 4.6128 | 6.138 | 4.953 | 5.7087 | 10.2978 | 5.4406 | 7.2692
1356 | 3.1179 | 6.6961 | 3.8457 | 4.9155 | 4.2966 | 6.562 | 5.2131 | 5.924 | 5.424 | 10.2646 | 6.2826 | 7.84 | 7.072 | 14.492 | 8.6546 | 10.8253 | 6.4234 | 5.9505 | 9.8561 | 6.1918 | 8.1733 | 11.0312 | 12.5724 | 10.6024 | 8.5899 | 8.2068 | 14.0776 | 7.1808 | 11.7608 | 5.8082 | 7.4074 | 5.7281 | 10.089 | 7.7359 | 6.2688 | 9.1665 | 13.4804 | 11.5301 | 14.8763 | 7.1856 | 7.1819 | 10.0994 | 7.6041 | 8.43 | 16.2797 | 8.6043 | 12.1402 | 5.7698 | 5.3735 | 8.984 | 5.5101 | 7.197 | 9.9254 | 11.0569 | 9.3671 | 7.5564 | 7.223 | 12.3857 | 6.3664 | 10.3011 | 5.2443 | 6.659 | 5.1202 | 8.9128 | 6.9274 | 5.7331 | 8.1639 | 11.8432 | 10.17 | 13.1386 | 6.4191 | 6.3887 | 8.8106 | 6.762 | 7.6249 | 14.4378 | 7.6437 | 10.5851 | 5.1012 | 4.7741 | 7.9182 | 4.8652 | 6.2451 | 8.6928 | 9.6937 | 8.1662 | 6.6974 | 6.315 | 10.8111 | 5.5733 | 8.9127 | 4.6805 | 5.9869 | 4.5345 | 7.7827 | 6.1279 | 5.1714 | 7.1501 | 10.2775 | 8.8291 | 11.4446 | 5.6816 | 5.6242 | 7.6348 | 5.9935 | 6.8202 | 12.6571 | 6.6945 | 9.1144 | 4.1927 | 3.952 | 6.4957 | 4.0017 | 5.0087 | 7.0665 | 7.8942 | 6.6084 | 5.54 | 5.1286 | 8.7555 | 4.5318 | 7.1441 | 3.905 | 5.0462 | 3.7503 | 6.3115 | 5.055 | 4.3762 | 5.8197 | 8.2631 | 7.1085 | 9.2348 | 4.6847 | 4.6143 | 6.14 | 4.9549 | 5.7106 | 10.3012 | 5.4427 | 7.2715
1357 | 3.1189 | 6.6999 | 3.8468 | 4.9171 | 4.2989 | 6.564 | 5.2144 | 5.9255 | 5.4255 | 10.2692 | 6.2844 | 7.8425 | 7.074 | 14.499 | 8.657 | 10.8282 | 6.4255 | 5.9525 | 9.8594 | 6.1938 | 8.1761 | 11.0357 | 12.5766 | 10.6064 | 8.5928 | 8.2099 | 14.0822 | 7.1832 | 11.7645 | 5.81 | 7.4098 | 5.7301 | 10.0923 | 7.7386 | 6.2708 | 9.1699 | 13.4854 | 11.5344 | 14.8823 | 7.1881 | 7.1843 | 10.1027 | 7.607 | 8.4328 | 16.2857 | 8.6078 | 12.1441 | 5.7717 | 5.3752 | 8.987 | 5.5119 | 7.1995 | 9.9295 | 11.0605 | 9.3705 | 7.5589 | 7.2256 | 12.3897 | 6.3686 | 10.3044 | 5.2459 | 6.6612 | 5.1219 | 8.9156 | 6.9297 | 5.7349 | 8.167 | 11.8476 | 10.1738 | 13.1438 | 6.4213 | 6.3907 | 8.8135 | 6.7645 | 7.6275 | 14.443 | 7.6467 | 10.5885 | 5.1029 | 4.7756 | 7.9208 | 4.8668 | 6.2472 | 8.6963 | 9.6969 | 8.1693 | 6.6996 | 6.3173 | 10.8146 | 5.5752 | 8.9155 | 4.682 | 5.9888 | 4.536 | 7.7852 | 6.1299 | 5.1731 | 7.1528 | 10.2813 | 8.8324 | 11.449 | 5.6835 | 5.6261 | 7.6373 | 5.9957 | 6.8224 | 12.6615 | 6.6971 | 9.1173 | 4.194 | 3.9532 | 6.4977 | 4.003 | 5.0104 | 7.0693 | 7.8968 | 6.6108 | 5.5417 | 5.1305 | 8.7583 | 4.5333 | 7.1464 | 3.9062 | 5.0478 | 3.7515 | 6.3135 | 5.0567 | 4.3776 | 5.8218 | 8.2661 | 7.1111 | 9.2383 | 4.6863 | 4.6158 | 6.142 | 4.9567 | 5.7124 | 10.3046 | 5.4448 | 7.2738
1358 | 3.1198 | 6.7037 | 3.848 | 4.9186 | 4.3011 | 6.566 | 5.2158 | 5.927 | 5.427 | 10.2738 | 6.2863 | 7.845 | 7.076 | 14.506 | 8.6593 | 10.831 | 6.4276 | 5.9544 | 9.8627 | 6.1958 | 8.1789 | 11.0403 | 12.5808 | 10.6104 | 8.5956 | 8.2129 | 14.0868 | 7.1857 | 11.7682 | 5.8119 | 7.4123 | 5.732 | 10.0955 | 7.7412 | 6.2729 | 9.1734 | 13.4904 | 11.5388 | 14.8884 | 7.1906 | 7.1866 | 10.1061 | 7.6098 | 8.4357 | 16.2917 | 8.6112 | 12.148 | 5.7736 | 5.3769 | 8.9899 | 5.5137 | 7.2019 | 9.9336 | 11.0642 | 9.374 | 7.5614 | 7.2283 | 12.3937 | 6.3707 | 10.3077 | 5.2476 | 6.6634 | 5.1236 | 8.9185 | 6.9321 | 5.7368 | 8.1701 | 11.852 | 10.1776 | 13.149 | 6.4235 | 6.3928 | 8.8164 | 6.7671 | 7.63 | 14.4482 | 7.6497 | 10.5919 | 5.1045 | 4.7771 | 7.9234 | 4.8684 | 6.2493 | 8.6998 | 9.7 | 8.1723 | 6.7018 | 6.3197 | 10.818 | 5.5771 | 8.9183 | 4.6835 | 5.9907 | 4.5375 | 7.7877 | 6.132 | 5.1747 | 7.1554 | 10.285 | 8.8357 | 11.4535 | 5.6855 | 5.6279 | 7.6398 | 5.998 | 6.8247 | 12.6659 | 6.6997 | 9.1202 | 4.1954 | 3.9544 | 6.4998 | 4.0043 | 5.012 | 7.0721 | 7.8993 | 6.6132 | 5.5435 | 5.1324 | 8.761 | 4.5348 | 7.1487 | 3.9074 | 5.0494 | 3.7527 | 6.3155 | 5.0583 | 4.3789 | 5.824 | 8.2691 | 7.1138 | 9.2417 | 4.6879 | 4.6173 | 6.1439 | 4.9586 | 5.7143 | 10.3081 | 5.4469 | 7.2761
1359 | 3.1207 | 6.7075 | 3.8492 | 4.9201 | 4.3034 | 6.568 | 5.2171 | 5.9285 | 5.4285 | 10.2784 | 6.2881 | 7.8475 | 7.078 | 14.513 | 8.6616 | 10.8338 | 6.4298 | 5.9563 | 9.8659 | 6.1979 | 8.1817 | 11.0448 | 12.585 | 10.6144 | 8.5985 | 8.216 | 14.0914 | 7.1882 | 11.772 | 5.8138 | 7.4147 | 5.734 | 10.0988 | 7.7439 | 6.2749 | 9.1769 | 13.4954 | 11.5431 | 14.8944 | 7.1931 | 7.189 | 10.1094 | 7.6127 | 8.4385 | 16.2978 | 8.6146 | 12.152 | 5.7755 | 5.3786 | 8.9929 | 5.5155 | 7.2043 | 9.9376 | 11.0678 | 9.3775 | 7.5638 | 7.231 | 12.3978 | 6.3729 | 10.3109 | 5.2493 | 6.6655 | 5.1253 | 8.9214 | 6.9344 | 5.7386 | 8.1731 | 11.8563 | 10.1814 | 13.1542 | 6.4257 | 6.3949 | 8.8193 | 6.7696 | 7.6326 | 14.4534 | 7.6528 | 10.5953 | 5.1062 | 4.7786 | 7.926 | 4.87 | 6.2514 | 8.7034 | 9.7032 | 8.1753 | 6.7039 | 6.322 | 10.8215 | 5.579 | 8.9212 | 4.685 | 5.9926 | 4.5389 | 7.7903 | 6.1341 | 5.1764 | 7.1581 | 10.2888 | 8.8389 | 11.4579 | 5.6874 | 5.6297 | 7.6423 | 6.0002 | 6.827 | 12.6704 | 6.7024 | 9.1231 | 4.1968 | 3.9557 | 6.5019 | 4.0056 | 5.0137 | 7.075 | 7.9018 | 6.6156 | 5.5452 | 5.1342 | 8.7638 | 4.5364 | 7.151 | 3.9087 | 5.051 | 3.7539 | 6.3175 | 5.06 | 4.3803 | 5.8261 | 8.2721 | 7.1164 | 9.2452 | 4.6894 | 4.6187 | 6.1459 | 4.9604 | 5.7161 | 10.3116 | 5.449 | 7.2785
1360 | 3.1217 | 6.7114 | 3.8503 | 4.9217 | 4.3057 | 6.57 | 5.2184 | 5.93 | 5.43 | 10.283 | 6.29 | 7.85 | 7.08 | 14.52 | 8.664 | 10.8367 | 6.4319 | 5.9582 | 9.8692 | 6.1999 | 8.1844 | 11.0493 | 12.5892 | 10.6183 | 8.6013 | 8.219 | 14.096 | 7.1907 | 11.7757 | 5.8157 | 7.4171 | 5.7359 | 10.1021 | 7.7466 | 6.2769 | 9.1803 | 13.5003 | 11.5474 | 14.9004 | 7.1956 | 7.1913 | 10.1128 | 7.6156 | 8.4413 | 16.3038 | 8.618 | 12.1559 | 5.7774 | 5.3803 | 8.9959 | 5.5173 | 7.2068 | 9.9417 | 11.0714 | 9.381 | 7.5663 | 7.2337 | 12.4018 | 6.3751 | 10.3142 | 5.251 | 6.6677 | 5.127 | 8.9243 | 6.9368 | 5.7404 | 8.1762 | 11.8607 | 10.1852 | 13.1594 | 6.4279 | 6.397 | 8.8222 | 6.7721 | 7.6351 | 14.4586 | 7.6558 | 10.5987 | 5.1079 | 4.7801 | 7.9286 | 4.8716 | 6.2534 | 8.7069 | 9.7063 | 8.1783 | 6.7061 | 6.3243 | 10.825 | 5.5809 | 8.924 | 4.6864 | 5.9946 | 4.5404 | 7.7928 | 6.1361 | 5.178 | 7.1608 | 10.2926 | 8.8422 | 11.4623 | 5.6893 | 5.6316 | 7.6448 | 6.0024 | 6.8292 | 12.6748 | 6.705 | 9.126 | 4.1981 | 3.9569 | 6.504 | 4.0069 | 5.0153 | 7.0778 | 7.9043 | 6.618 | 5.547 | 5.1361 | 8.7666 | 4.5379 | 7.1532 | 3.9099 | 5.0526 | 3.7551 | 6.3196 | 5.0617 | 4.3817 | 5.8282 | 8.2751 | 7.119 | 9.2487 | 4.691 | 4.6202 | 6.1479 | 4.9622 | 5.718 | 10.315 | 5.4511 | 7.2808
1361 | 3.1226 | 6.7151 | 3.8515 | 4.9232 | 4.308 | 6.572 | 5.2197 | 5.9315 | 5.4315 | 10.2877 | 6.2919 | 7.8525 | 7.082 | 14.527 | 8.6663 | 10.8395 | 6.434 | 5.9601 | 9.8725 | 6.2019 | 8.1872 | 11.0539 | 12.5934 | 10.6223 | 8.6042 | 8.2221 | 14.1006 | 7.1931 | 11.7794 | 5.8175 | 7.4195 | 5.7378 | 10.1054 | 7.7492 | 6.2789 | 9.1838 | 13.5053 | 11.5518 | 14.9065 | 7.198 | 7.1937 | 10.1161 | 7.6184 | 8.4442 | 16.3098 | 8.6214 | 12.1598 | 5.7794 | 5.3821 | 8.9989 | 5.5191 | 7.2092 | 9.9457 | 11.0751 | 9.3845 | 7.5688 | 7.2363 | 12.4058 | 6.3773 | 10.3175 | 5.2527 | 6.6698 | 5.1287 | 8.9272 | 6.9391 | 5.7423 | 8.1793 | 11.865 | 10.189 | 13.1647 | 6.4301 | 6.3991 | 8.8251 | 6.7746 | 7.6377 | 14.4637 | 7.6588 | 10.6021 | 5.1096 | 4.7816 | 7.9311 | 4.8731 | 6.2555 | 8.7104 | 9.7095 | 8.1814 | 6.7083 | 6.3267 | 10.8285 | 5.5828 | 8.9268 | 4.6879 | 5.9965 | 4.5419 | 7.7953 | 6.1382 | 5.1796 | 7.1634 | 10.2963 | 8.8455 | 11.4668 | 5.6913 | 5.6334 | 7.6473 | 6.0047 | 6.8315 | 12.6792 | 6.7076 | 9.1289 | 4.1995 | 3.9581 | 6.5061 | 4.0082 | 5.017 | 7.0806 | 7.9069 | 6.6204 | 5.5488 | 5.138 | 8.7693 | 4.5394 | 7.1555 | 3.9111 | 5.0541 | 3.7563 | 6.3216 | 5.0633 | 4.383 | 5.8304 | 8.2781 | 7.1216 | 9.2521 | 4.6926 | 4.6217 | 6.1499 | 4.9641 | 5.7199 | 10.3185 | 5.4532 | 7.2831
1362 | 3.1235 | 6.7189 | 3.8527 | 4.9247 | 4.3103 | 6.574 | 5.221 | 5.933 | 5.433 | 10.2924 | 6.2937 | 7.855 | 7.084 | 14.534 | 8.6687 | 10.8423 | 6.4361 | 5.9621 | 9.8758 | 6.2039 | 8.19 | 11.0584 | 12.5976 | 10.6263 | 8.6071 | 8.2251 | 14.1052 | 7.1956 | 11.7831 | 5.8194 | 7.422 | 5.7398 | 10.1087 | 7.7519 | 6.2809 | 9.1873 | 13.5103 | 11.5561 | 14.9125 | 7.2005 | 7.1961 | 10.1195 | 7.6213 | 8.447 | 16.3158 | 8.6248 | 12.1637 | 5.7813 | 5.3838 | 9.0018 | 5.5209 | 7.2117 | 9.9498 | 11.0787 | 9.388 | 7.5713 | 7.239 | 12.4098 | 6.3795 | 10.3208 | 5.2544 | 6.672 | 5.1304 | 8.9301 | 6.9415 | 5.7441 | 8.1824 | 11.8694 | 10.1928 | 13.1699 | 6.4323 | 6.4012 | 8.828 | 6.7772 | 7.6402 | 14.4689 | 7.6618 | 10.6055 | 5.1112 | 4.7831 | 7.9337 | 4.8747 | 6.2576 | 8.7139 | 9.7126 | 8.1844 | 6.7105 | 6.329 | 10.8319 | 5.5847 | 8.9297 | 4.6894 | 5.9984 | 4.5434 | 7.7978 | 6.1402 | 5.1813 | 7.1661 | 10.3001 | 8.8488 | 11.4712 | 5.6932 | 5.6352 | 7.6498 | 6.0069 | 6.8337 | 12.6836 | 6.7102 | 9.1318 | 4.2008 | 3.9593 | 6.5082 | 4.0095 | 5.0186 | 7.0834 | 7.9094 | 6.6228 | 5.5505 | 5.1399 | 8.7721 | 4.5409 | 7.1578 | 3.9123 | 5.0557 | 3.7575 | 6.3236 | 5.065 | 4.3844 | 5.8325 | 8.2811 | 7.1243 | 9.2556 | 4.6941 | 4.6232 | 6.1518 | 4.9659 | 5.7217 | 10.3219 | 5.4553 | 7.2854
1363 | 3.1245 | 6.7227 | 3.8538 | 4.9263 | 4.3126 | 6.576 | 5.2224 | 5.9345 | 5.4345 | 10.2971 | 6.2956 | 7.8575 | 7.086 | 14.541 | 8.6711 | 10.8452 | 6.4383 | 5.964 | 9.8791 | 6.206 | 8.1928 | 11.0629 | 12.6018 | 10.6303 | 8.6099 | 8.2282 | 14.1098 | 7.1981 | 11.7868 | 5.8213 | 7.4244 | 5.7417 | 10.112 | 7.7546 | 6.2829 | 9.1907 | 13.5152 | 11.5605 | 14.9186 | 7.203 | 7.1984 | 10.1228 | 7.6241 | 8.4498 | 16.3218 | 8.6282 | 12.1677 | 5.7832 | 5.3855 | 9.0048 | 5.5227 | 7.2141 | 9.9538 | 11.0824 | 9.3915 | 7.5738 | 7.2417 | 12.4138 | 6.3817 | 10.324 | 5.2561 | 6.6741 | 5.1321 | 8.933 | 6.9438 | 5.7459 | 8.1854 | 11.8737 | 10.1966 | 13.1751 | 6.4345 | 6.4033 | 8.8309 | 6.7797 | 7.6428 | 14.4741 | 7.6648 | 10.6088 | 5.1129 | 4.7846 | 7.9363 | 4.8763 | 6.2597 | 8.7175 | 9.7158 | 8.1874 | 6.7126 | 6.3313 | 10.8354 | 5.5866 | 8.9325 | 4.6909 | 6.0003 | 4.5449 | 7.8003 | 6.1423 | 5.1829 | 7.1688 | 10.3039 | 8.8521 | 11.4756 | 5.6951 | 5.637 | 7.6522 | 6.0091 | 6.836 | 12.688 | 6.7129 | 9.1347 | 4.2022 | 3.9606 | 6.5103 | 4.0108 | 5.0203 | 7.0863 | 7.9119 | 6.6252 | 5.5523 | 5.1417 | 8.7749 | 4.5425 | 7.16 | 3.9136 | 5.0573 | 3.7587 | 6.3256 | 5.0667 | 4.3858 | 5.8346 | 8.2841 | 7.1269 | 9.2591 | 4.6957 | 4.6247 | 6.1538 | 4.9677 | 5.7236 | 10.3254 | 5.4574 | 7.2877
1364 | 3.1254 | 6.7265 | 3.855 | 4.9278 | 4.3149 | 6.578 | 5.2237 | 5.936 | 5.436 | 10.3018 | 6.2974 | 7.86 | 7.088 | 14.548 | 8.6734 | 10.848 | 6.4404 | 5.9659 | 9.8824 | 6.208 | 8.1956 | 11.0675 | 12.606 | 10.6343 | 8.6128 | 8.2312 | 14.1145 | 7.2006 | 11.7905 | 5.8232 | 7.4268 | 5.7436 | 10.1153 | 7.7572 | 6.2849 | 9.1942 | 13.5202 | 11.5648 | 14.9246 | 7.2055 | 7.2008 | 10.1262 | 7.627 | 8.4527 | 16.3278 | 8.6317 | 12.1716 | 5.7851 | 5.3872 | 9.0078 | 5.5245 | 7.2165 | 9.9579 | 11.086 | 9.395 | 7.5763 | 7.2444 | 12.4178 | 6.3839 | 10.3273 | 5.2578 | 6.6763 | 5.1339 | 8.9359 | 6.9462 | 5.7478 | 8.1885 | 11.8781 | 10.2004 | 13.1803 | 6.4367 | 6.4054 | 8.8338 | 6.7822 | 7.6453 | 14.4793 | 7.6678 | 10.6122 | 5.1146 | 4.7862 | 7.9389 | 4.8779 | 6.2618 | 8.721 | 9.719 | 8.1904 | 6.7148 | 6.3337 | 10.8389 | 5.5885 | 8.9354 | 4.6924 | 6.0022 | 4.5464 | 7.8028 | 6.1444 | 5.1845 | 7.1714 | 10.3076 | 8.8554 | 11.4801 | 5.6971 | 5.6389 | 7.6547 | 6.0114 | 6.8383 | 12.6924 | 6.7155 | 9.1377 | 4.2036 | 3.9618 | 6.5124 | 4.012 | 5.0219 | 7.0891 | 7.9144 | 6.6277 | 5.5541 | 5.1436 | 8.7776 | 4.544 | 7.1623 | 3.9148 | 5.0589 | 3.76 | 6.3276 | 5.0683 | 4.3871 | 5.8368 | 8.2872 | 7.1295 | 9.2625 | 4.6973 | 4.6262 | 6.1558 | 4.9696 | 5.7255 | 10.3288 | 5.4596 | 7.29
1365 | 3.1263 | 6.7302 | 3.8562 | 4.9293 | 4.3171 | 6.58 | 5.225 | 5.9375 | 5.4375 | 10.3065 | 6.2992 | 7.8625 | 7.09 | 14.555 | 8.6758 | 10.8508 | 6.4425 | 5.9678 | 9.8856 | 6.21 | 8.1984 | 11.072 | 12.6102 | 10.6383 | 8.6156 | 8.2343 | 14.1191 | 7.2031 | 11.7943 | 5.8251 | 7.4292 | 5.7456 | 10.1185 | 7.7599 | 6.287 | 9.1977 | 13.5252 | 11.5692 | 14.9307 | 7.208 | 7.2031 | 10.1295 | 7.6298 | 8.4555 | 16.3339 | 8.6351 | 12.1755 | 5.787 | 5.3889 | 9.0108 | 5.5263 | 7.219 | 9.9619 | 11.0897 | 9.3984 | 7.5787 | 7.2471 | 12.4219 | 6.386 | 10.3306 | 5.2594 | 6.6784 | 5.1356 | 8.9388 | 6.9485 | 5.7496 | 8.1916 | 11.8824 | 10.2042 | 13.1855 | 6.4389 | 6.4074 | 8.8367 | 6.7847 | 7.6479 | 14.4845 | 7.6709 | 10.6156 | 5.1163 | 4.7877 | 7.9415 | 4.8795 | 6.2639 | 8.7245 | 9.7221 | 8.1934 | 6.717 | 6.336 | 10.8424 | 5.5904 | 8.9382 | 4.6939 | 6.0041 | 4.5479 | 7.8054 | 6.1464 | 5.1862 | 7.1741 | 10.3114 | 8.8586 | 11.4845 | 5.699 | 5.6407 | 7.6572 | 6.0136 | 6.8405 | 12.6969 | 6.7181 | 9.1406 | 4.2049 | 3.963 | 6.5144 | 4.0133 | 5.0236 | 7.0919 | 7.9169 | 6.6301 | 5.5558 | 5.1455 | 8.7804 | 4.5455 | 7.1646 | 3.916 | 5.0605 | 3.7612 | 6.3296 | 5.07 | 4.3885 | 5.8389 | 8.2902 | 7.1321 | 9.266 | 4.6989 | 4.6276 | 6.1578 | 4.9714 | 5.7273 | 10.3323 | 5.4617 | 7.2924
1366 | 3.1273 | 6.734 | 3.8573 | 4.9309 | 4.3194 | 6.582 | 5.2263 | 5.939 | 5.439 | 10.3112 | 6.3011 | 7.865 | 7.092 | 14.562 | 8.6781 | 10.8537 | 6.4446 | 5.9698 | 9.8889 | 6.212 | 8.2011 | 11.0765 | 12.6144 | 10.6422 | 8.6185 | 8.2373 | 14.1237 | 7.2055 | 11.798 | 5.8269 | 7.4317 | 5.7475 | 10.1218 | 7.7626 | 6.289 | 9.2012 | 13.5302 | 11.5735 | 14.9367 | 7.2105 | 7.2055 | 10.1329 | 7.6327 | 8.4583 | 16.3399 | 8.6385 | 12.1794 | 5.7889 | 5.3907 | 9.0137 | 5.5281 | 7.2214 | 9.966 | 11.0933 | 9.4019 | 7.5812 | 7.2497 | 12.4259 | 6.3882 | 10.3339 | 5.2611 | 6.6806 | 5.1373 | 8.9417 | 6.9509 | 5.7514 | 8.1947 | 11.8868 | 10.208 | 13.1907 | 6.4411 | 6.4095 | 8.8396 | 6.7873 | 7.6504 | 14.4896 | 7.6739 | 10.619 | 5.1179 | 4.7892 | 7.9441 | 4.881 | 6.266 | 8.728 | 9.7253 | 8.1965 | 6.7192 | 6.3383 | 10.8458 | 5.5923 | 8.941 | 4.6954 | 6.0061 | 4.5494 | 7.8079 | 6.1485 | 5.1878 | 7.1768 | 10.3152 | 8.8619 | 11.4889 | 5.7009 | 5.6425 | 7.6597 | 6.0158 | 6.8428 | 12.7013 | 6.7207 | 9.1435 | 4.2063 | 3.9642 | 6.5165 | 4.0146 | 5.0252 | 7.0947 | 7.9195 | 6.6325 | 5.5576 | 5.1474 | 8.7832 | 4.547 | 7.1669 | 3.9172 | 5.0621 | 3.7624 | 6.3317 | 5.0717 | 4.3899 | 5.841 | 8.2932 | 7.1348 | 9.2695 | 4.7004 | 4.6291 | 6.1597 | 4.9732 | 5.7292 | 10.3357 | 5.4638 | 7.2947
1367 | 3.1282 | 6.7378 | 3.8585 | 4.9324 | 4.3217 | 6.584 | 5.2276 | 5.9405 | 5.4405 | 10.3159 | 6.303 | 7.8675 | 7.094 | 14.569 | 8.6805 | 10.8565 | 6.4468 | 5.9717 | 9.8922 | 6.2141 | 8.2039 | 11.0811 | 12.6186 | 10.6462 | 8.6213 | 8.2404 | 14.1283 | 7.208 | 11.8017 | 5.8288 | 7.4341 | 5.7495 | 10.1251 | 7.7652 | 6.291 | 9.2046 | 13.5351 | 11.5779 | 14.9428 | 7.213 | 7.2078 | 10.1362 | 7.6355 | 8.4612 | 16.3459 | 8.6419 | 12.1834 | 5.7908 | 5.3924 | 9.0167 | 5.5299 | 7.2239 | 9.97 | 11.097 | 9.4054 | 7.5837 | 7.2524 | 12.4299 | 6.3904 | 10.3371 | 5.2628 | 6.6827 | 5.139 | 8.9446 | 6.9532 | 5.7533 | 8.1977 | 11.8911 | 10.2118 | 13.1959 | 6.4433 | 6.4116 | 8.8425 | 6.7898 | 7.653 | 14.4948 | 7.6769 | 10.6224 | 5.1196 | 4.7907 | 7.9467 | 4.8826 | 6.2681 | 8.7316 | 9.7284 | 8.1995 | 6.7213 | 6.3407 | 10.8493 | 5.5942 | 8.9439 | 4.6969 | 6.008 | 4.5509 | 7.8104 | 6.1505 | 5.1895 | 7.1794 | 10.3189 | 8.8652 | 11.4934 | 5.7029 | 5.6444 | 7.6622 | 6.0181 | 6.845 | 12.7057 | 6.7234 | 9.1464 | 4.2076 | 3.9655 | 6.5186 | 4.0159 | 5.0269 | 7.0976 | 7.922 | 6.6349 | 5.5593 | 5.1492 | 8.7859 | 4.5486 | 7.1691 | 3.9185 | 5.0637 | 3.7636 | 6.3337 | 5.0733 | 4.3912 | 5.8432 | 8.2962 | 7.1374 | 9.2729 | 4.702 | 4.6306 | 6.1617 | 4.9751 | 5.731 | 10.3392 | 5.4659 | 7.297
1368 | 3.1291 | 6.7415 | 3.8597 | 4.9339 | 4.324 | 6.586 | 5.229 | 5.942 | 5.442 | 10.3206 | 6.3048 | 7.87 | 7.096 | 14.576 | 8.6828 | 10.8593 | 6.4489 | 5.9736 | 9.8955 | 6.2161 | 8.2067 | 11.0856 | 12.6228 | 10.6502 | 8.6242 | 8.2434 | 14.1329 | 7.2105 | 11.8054 | 5.8307 | 7.4365 | 5.7514 | 10.1284 | 7.7679 | 6.293 | 9.2081 | 13.5401 | 11.5822 | 14.9488 | 7.2155 | 7.2102 | 10.1396 | 7.6384 | 8.464 | 16.3519 | 8.6453 | 12.1873 | 5.7927 | 5.3941 | 9.0197 | 5.5317 | 7.2263 | 9.9741 | 11.1006 | 9.4089 | 7.5862 | 7.2551 | 12.4339 | 6.3926 | 10.3404 | 5.2645 | 6.6849 | 5.1407 | 8.9475 | 6.9556 | 5.7551 | 8.2008 | 11.8955 | 10.2156 | 13.2011 | 6.4455 | 6.4137 | 8.8454 | 6.7923 | 7.6555 | 14.5 | 7.6799 | 10.6258 | 5.1213 | 4.7922 | 7.9493 | 4.8842 | 6.2702 | 8.7351 | 9.7316 | 8.2025 | 6.7235 | 6.343 | 10.8528 | 5.5961 | 8.9467 | 4.6984 | 6.0099 | 4.5524 | 7.8129 | 6.1526 | 5.1911 | 7.1821 | 10.3227 | 8.8685 | 11.4978 | 5.7048 | 5.6462 | 7.6647 | 6.0203 | 6.8473 | 12.7101 | 6.726 | 9.1493 | 4.209 | 3.9667 | 6.5207 | 4.0172 | 5.0285 | 7.1004 | 7.9245 | 6.6373 | 5.5611 | 5.1511 | 8.7887 | 4.5501 | 7.1714 | 3.9197 | 5.0653 | 3.7648 | 6.3357 | 5.075 | 4.3926 | 5.8453 | 8.2992 | 7.14 | 9.2764 | 4.7036 | 4.6321 | 6.1637 | 4.9769 | 5.7329 | 10.3426 | 5.468 | 7.2993
1369 | 3.1301 | 6.7453 | 3.8608 | 4.9355 | 4.3263 | 6.588 | 5.2303 | 5.9435 | 5.4435 | 10.3253 | 6.3067 | 7.8725 | 7.098 | 14.583 | 8.6852 | 10.8622 | 6.451 | 5.9755 | 9.8988 | 6.2181 | 8.2095 | 11.0901 | 12.627 | 10.6542 | 8.6271 | 8.2465 | 14.1375 | 7.213 | 11.8091 | 5.8326 | 7.4389 | 5.7533 | 10.1317 | 7.7706 | 6.295 | 9.2116 | 13.5451 | 11.5865 | 14.9548 | 7.218 | 7.2126 | 10.143 | 7.6413 | 8.4668 | 16.3579 | 8.6487 | 12.1912 | 5.7946 | 5.3958 | 9.0227 | 5.5335 | 7.2287 | 9.9782 | 11.1042 | 9.4124 | 7.5887 | 7.2578 | 12.4379 | 6.3948 | 10.3437 | 5.2662 | 6.6871 | 5.1424 | 8.9504 | 6.958 | 5.7569 | 8.2039 | 11.8999 | 10.2194 | 13.2063 | 6.4477 | 6.4158 | 8.8483 | 6.7948 | 7.658 | 14.5052 | 7.6829 | 10.6292 | 5.123 | 4.7937 | 7.9519 | 4.8858 | 6.2723 | 8.7386 | 9.7348 | 8.2055 | 6.7257 | 6.3453 | 10.8563 | 5.598 | 8.9495 | 4.6999 | 6.0118 | 4.5539 | 7.8154 | 6.1547 | 5.1927 | 7.1848 | 10.3265 | 8.8718 | 11.5022 | 5.7067 | 5.648 | 7.6672 | 6.0225 | 6.8496 | 12.7145 | 6.7286 | 9.1522 | 4.2104 | 3.9679 | 6.5228 | 4.0185 | 5.0301 | 7.1032 | 7.927 | 6.6397 | 5.5629 | 5.153 | 8.7915 | 4.5516 | 7.1737 | 3.9209 | 5.0669 | 3.766 | 6.3377 | 5.0767 | 4.394 | 5.8474 | 8.3022 | 7.1426 | 9.2799 | 4.7052 | 4.6336 | 6.1657 | 4.9787 | 5.7348 | 10.346 | 5.4701 | 7.3016
1370 | 3.131 | 6.7491 | 3.862 | 4.937 | 4.3286 | 6.59 | 5.2316 | 5.945 | 5.445 | 10.33 | 6.3085 | 7.875 | 7.1 | 14.59 | 8.6875 | 10.865 | 6.4532 | 5.9774 | 9.9021 | 6.2202 | 8.2123 | 11.0947 | 12.6312 | 10.6582 | 8.6299 | 8.2495 | 14.1421 | 7.2155 | 11.8128 | 5.8345 | 7.4413 | 5.7553 | 10.135 | 7.7732 | 6.297 | 9.215 | 13.55 | 11.5909 | 14.9609 | 7.2205 | 7.2149 | 10.1463 | 7.6441 | 8.4697 | 16.3639 | 8.6521 | 12.1952 | 5.7965 | 5.3975 | 9.0257 | 5.5353 | 7.2312 | 9.9822 | 11.1079 | 9.4159 | 7.5912 | 7.2605 | 12.4419 | 6.397 | 10.3469 | 5.2679 | 6.6892 | 5.1441 | 8.9533 | 6.9603 | 5.7588 | 8.2069 | 11.9042 | 10.2232 | 13.2115 | 6.4499 | 6.4179 | 8.8512 | 6.7973 | 7.6606 | 14.5104 | 7.6859 | 10.6326 | 5.1247 | 4.7952 | 7.9545 | 4.8874 | 6.2744 | 8.7422 | 9.7379 | 8.2085 | 6.7278 | 6.3477 | 10.8598 | 5.5999 | 8.9524 | 4.7014 | 6.0137 | 4.5554 | 7.8179 | 6.1567 | 5.1944 | 7.1874 | 10.3302 | 8.8751 | 11.5067 | 5.7087 | 5.6499 | 7.6697 | 6.0248 | 6.8518 | 12.7189 | 6.7312 | 9.1551 | 4.2117 | 3.9692 | 6.5249 | 4.0198 | 5.0318 | 7.1061 | 7.9295 | 6.6421 | 5.5646 | 5.1548 | 8.7942 | 4.5532 | 7.1759 | 3.9222 | 5.0685 | 3.7672 | 6.3397 | 5.0783 | 4.3953 | 5.8496 | 8.3052 | 7.1453 | 9.2833 | 4.7067 | 4.6351 | 6.1677 | 4.9806 | 5.7366 | 10.3495 | 5.4722 | 7.3039
1371 | 3.1319 | 6.7528 | 3.8632 | 4.9385 | 4.3309 | 6.592 | 5.2329 | 5.9465 | 5.4465 | 10.3347 | 6.3103 | 7.8775 | 7.102 | 14.597 | 8.6898 | 10.8678 | 6.4553 | 5.9794 | 9.9054 | 6.2222 | 8.215 | 11.0992 | 12.6354 | 10.6622 | 8.6328 | 8.2526 | 14.1467 | 7.2179 | 11.8166 | 5.8363 | 7.4438 | 5.7572 | 10.1383 | 7.7759 | 6.299 | 9.2185 | 13.555 | 11.5952 | 14.9669 | 7.223 | 7.2173 | 10.1497 | 7.647 | 8.4725 | 16.3699 | 8.6555 | 12.1991 | 5.7984 | 5.3993 | 9.0286 | 5.5371 | 7.2336 | 9.9863 | 11.1115 | 9.4194 | 7.5936 | 7.2631 | 12.4459 | 6.3992 | 10.3502 | 5.2696 | 6.6914 | 5.1458 | 8.9562 | 6.9627 | 5.7606 | 8.21 | 11.9086 | 10.227 | 13.2167 | 6.4521 | 6.42 | 8.8541 | 6.7999 | 7.6631 | 14.5155 | 7.6889 | 10.636 | 5.1263 | 4.7967 | 7.9571 | 4.8889 | 6.2765 | 8.7457 | 9.7411 | 8.2116 | 6.73 | 6.35 | 10.8632 | 5.6018 | 8.9552 | 4.7029 | 6.0157 | 4.5569 | 7.8204 | 6.1588 | 5.196 | 7.1901 | 10.334 | 8.8784 | 11.5111 | 5.7106 | 5.6517 | 7.6722 | 6.027 | 6.8541 | 12.7233 | 6.7339 | 9.158 | 4.2131 | 3.9704 | 6.527 | 4.0211 | 5.0334 | 7.1089 | 7.9321 | 6.6445 | 5.5664 | 5.1567 | 8.797 | 4.5547 | 7.1782 | 3.9234 | 5.0701 | 3.7684 | 6.3418 | 5.08 | 4.3967 | 5.8517 | 8.3082 | 7.1479 | 9.2868 | 4.7083 | 4.6366 | 6.1696 | 4.9824 | 5.7385 | 10.3529 | 5.4743 | 7.3062
1372 | 3.1329 | 6.7565 | 3.8643 | 4.9401 | 4.3331 | 6.594 | 5.2342 | 5.948 | 5.448 | 10.3394 | 6.3122 | 7.88 | 7.104 | 14.604 | 8.6922 | 10.8707 | 6.4574 | 5.9813 | 9.9086 | 6.2242 | 8.2178 | 11.1037 | 12.6396 | 10.6661 | 8.6356 | 8.2556 | 14.1514 | 7.2204 | 11.8203 | 5.8382 | 7.4462 | 5.7592 | 10.1415 | 7.7786 | 6.3011 | 9.222 | 13.56 | 11.5996 | 14.973 | 7.2255 | 7.2196 | 10.153 | 7.6498 | 8.4753 | 16.376 | 8.659 | 12.203 | 5.8003 | 5.401 | 9.0316 | 5.5389 | 7.2361 | 9.9903 | 11.1152 | 9.4229 | 7.5961 | 7.2658 | 12.45 | 6.4013 | 10.3535 | 5.2713 | 6.6935 | 5.1476 | 8.9591 | 6.965 | 5.7624 | 8.2131 | 11.9129 | 10.2308 | 13.2219 | 6.4543 | 6.4221 | 8.857 | 6.8024 | 7.6657 | 14.5207 | 7.692 | 10.6394 | 5.128 | 4.7982 | 7.9597 | 4.8905 | 6.2786 | 8.7492 | 9.7442 | 8.2146 | 6.7322 | 6.3523 | 10.8667 | 5.6037 | 8.9581 | 4.7044 | 6.0176 | 4.5584 | 7.823 | 6.1608 | 5.1976 | 7.1928 | 10.3378 | 8.8816 | 11.5155 | 5.7125 | 5.6535 | 7.6747 | 6.0292 | 6.8563 | 12.7278 | 6.7365 | 9.161 | 4.2144 | 3.9716 | 6.5291 | 4.0224 | 5.0351 | 7.1117 | 7.9346 | 6.647 | 5.5682 | 5.1586 | 8.7998 | 4.5562 | 7.1805 | 3.9246 | 5.0717 | 3.7696 | 6.3438 | 5.0817 | 4.3981 | 5.8538 | 8.3112 | 7.1505 | 9.2903 | 4.7099 | 4.638 | 6.1716 | 4.9842 | 5.7404 | 10.3564 | 5.4764 | 7.3086
1373 | 3.1338 | 6.7602 | 3.8655 | 4.9416 | 4.3354 | 6.596 | 5.2356 | 5.9495 | 5.4495 | 10.3441 | 6.314 | 7.8825 | 7.106 | 14.611 | 8.6945 | 10.8735 | 6.4595 | 5.9832 | 9.9119 | 6.2262 | 8.2206 | 11.1083 | 12.6438 | 10.6701 | 8.6385 | 8.2587 | 14.156 | 7.2229 | 11.824 | 5.8401 | 7.4486 | 5.7611 | 10.1448 | 7.7812 | 6.3031 | 9.2255 | 13.565 | 11.6039 | 14.979 | 7.228 | 7.222 | 10.1564 | 7.6527 | 8.4782 | 16.382 | 8.6624 | 12.2069 | 5.8022 | 5.4027 | 9.0346 | 5.5407 | 7.2385 | 9.9944 | 11.1188 | 9.4263 | 7.5986 | 7.2685 | 12.454 | 6.4035 | 10.3568 | 5.2729 | 6.6957 | 5.1493 | 8.962 | 6.9674 | 5.7643 | 8.2162 | 11.9173 | 10.2346 | 13.2271 | 6.4565 | 6.4241 | 8.8599 | 6.8049 | 7.6682 | 14.5259 | 7.695 | 10.6428 | 5.1297 | 4.7998 | 7.9623 | 4.8921 | 6.2807 | 8.7527 | 9.7474 | 8.2176 | 6.7344 | 6.3547 | 10.8702 | 5.6056 | 8.9609 | 4.7059 | 6.0195 | 4.5599 | 7.8255 | 6.1629 | 5.1993 | 7.1954 | 10.3415 | 8.8849 | 11.52 | 5.7145 | 5.6554 | 7.6772 | 6.0315 | 6.8586 | 12.7322 | 6.7391 | 9.1639 | 4.2158 | 3.9728 | 6.5311 | 4.0236 | 5.0367 | 7.1145 | 7.9371 | 6.6494 | 5.5699 | 5.1605 | 8.8025 | 4.5577 | 7.1828 | 3.9258 | 5.0733 | 3.7709 | 6.3458 | 5.0833 | 4.3994 | 5.856 | 8.3143 | 7.1531 | 9.2937 | 4.7115 | 4.6395 | 6.1736 | 4.9861 | 5.7422 | 10.3599 | 5.4786 | 7.3109
1374 | 3.1347 | 6.764 | 3.8667 | 4.9431 | 4.3377 | 6.598 | 5.2369 | 5.951 | 5.451 | 10.3488 | 6.3159 | 7.885 | 7.108 | 14.618 | 8.6969 | 10.8763 | 6.4617 | 5.9851 | 9.9152 | 6.2283 | 8.2234 | 11.1128 | 12.648 | 10.6741 | 8.6414 | 8.2617 | 14.1606 | 7.2254 | 11.8277 | 5.842 | 7.451 | 5.763 | 10.1481 | 7.7839 | 6.3051 | 9.2289 | 13.5699 | 11.6083 | 14.9851 | 7.2305 | 7.2244 | 10.1597 | 7.6555 | 8.481 | 16.388 | 8.6658 | 12.2109 | 5.8041 | 5.4044 | 9.0376 | 5.5425 | 7.2409 | 9.9984 | 11.1225 | 9.4298 | 7.6011 | 7.2712 | 12.458 | 6.4057 | 10.36 | 5.2746 | 6.6978 | 5.151 | 8.9649 | 6.9697 | 5.7661 | 8.2192 | 11.9216 | 10.2384 | 13.2323 | 6.4587 | 6.4262 | 8.8628 | 6.8074 | 7.6708 | 14.5311 | 7.698 | 10.6462 | 5.1314 | 4.8013 | 7.9649 | 4.8937 | 6.2828 | 8.7563 | 9.7506 | 8.2206 | 6.7365 | 6.357 | 10.8736 | 5.6075 | 8.9637 | 4.7074 | 6.0214 | 4.5614 | 7.828 | 6.165 | 5.2009 | 7.1981 | 10.3453 | 8.8882 | 11.5244 | 5.7164 | 5.6572 | 7.6796 | 6.0337 | 6.8609 | 12.7366 | 6.7417 | 9.1668 | 4.2172 | 3.9741 | 6.5332 | 4.0249 | 5.0384 | 7.1174 | 7.9396 | 6.6518 | 5.5717 | 5.1623 | 8.8053 | 4.5593 | 7.185 | 3.9271 | 5.0749 | 3.7721 | 6.3478 | 5.085 | 4.4008 | 5.8581 | 8.3173 | 7.1558 | 9.2972 | 4.713 | 4.641 | 6.1756 | 4.9879 | 5.7441 | 10.3633 | 5.4807 | 7.3132
1375 | 3.1357 | 6.7677 | 3.8678 | 4.9447 | 4.34 | 6.6 | 5.2382 | 5.9525 | 5.4525 | 10.3535 | 6.3178 | 7.8875 | 7.11 | 14.625 | 8.6992 | 10.8792 | 6.4638 | 5.9871 | 9.9185 | 6.2303 | 8.2262 | 11.1173 | 12.6522 | 10.6781 | 8.6442 | 8.2648 | 14.1652 | 7.2279 | 11.8314 | 5.8439 | 7.4535 | 5.765 | 10.1514 | 7.7866 | 6.3071 | 9.2324 | 13.5749 | 11.6126 | 14.9911 | 7.233 | 7.2267 | 10.1631 | 7.6584 | 8.4838 | 16.394 | 8.6692 | 12.2148 | 5.806 | 5.4061 | 9.0405 | 5.5443 | 7.2434 | 10.0025 | 11.1261 | 9.4333 | 7.6036 | 7.2739 | 12.462 | 6.4079 | 10.3633 | 5.2763 | 6.7 | 5.1527 | 8.9678 | 6.9721 | 5.7679 | 8.2223 | 11.926 | 10.2422 | 13.2375 | 6.4609 | 6.4283 | 8.8657 | 6.81 | 7.6733 | 14.5363 | 7.701 | 10.6495 | 5.133 | 4.8028 | 7.9675 | 4.8953 | 6.2849 | 8.7598 | 9.7537 | 8.2236 | 6.7387 | 6.3593 | 10.8771 | 5.6094 | 8.9666 | 4.7089 | 6.0233 | 4.5629 | 7.8305 | 6.167 | 5.2026 | 7.2008 | 10.3491 | 8.8915 | 11.5288 | 5.7183 | 5.659 | 7.6821 | 6.0359 | 6.8631 | 12.741 | 6.7444 | 9.1697 | 4.2185 | 3.9753 | 6.5353 | 4.0262 | 5.04 | 7.1202 | 7.9421 | 6.6542 | 5.5734 | 5.1642 | 8.8081 | 4.5608 | 7.1873 | 3.9283 | 5.0765 | 3.7733 | 6.3498 | 5.0867 | 4.4022 | 5.8602 | 8.3203 | 7.1584 | 9.3007 | 4.7146 | 4.6425 | 6.1775 | 4.9897 | 5.7459 | 10.3667 | 5.4828 | 7.3155
1376 | 3.1366 | 6.7714 | 3.869 | 4.9462 | 4.3404 | 6.602 | 5.2395 | 5.954 | 5.454 | 10.3582 | 6.3196 | 7.89 | 7.112 | 14.632 | 8.7016 | 10.882 | 6.4659 | 5.989 | 9.9218 | 6.2323 | 8.229 | 11.1219 | 12.6564 | 10.6821 | 8.6471 | 8.2678 | 14.1698 | 7.2303 | 11.8351 | 5.8457 | 7.4559 | 5.7669 | 10.1547 | 7.7892 | 6.3091 | 9.2359 | 13.5799 | 11.617 | 14.9972 | 7.2354 | 7.2291 | 10.1664 | 7.6612 | 8.4867 | 16.4 | 8.6726 | 12.2187 | 5.808 | 5.4079 | 9.0435 | 5.5461 | 7.2458 | 10.0065 | 11.1298 | 9.4368 | 7.6061 | 7.2765 | 12.466 | 6.4101 | 10.3666 | 5.278 | 6.7021 | 5.1544 | 8.9707 | 6.9744 | 5.7698 | 8.2254 | 11.9303 | 10.246 | 13.2428 | 6.4631 | 6.4304 | 8.8686 | 6.8125 | 7.6759 | 14.5414 | 7.704 | 10.6529 | 5.1347 | 4.8043 | 7.97 | 4.8968 | 6.287 | 8.7633 | 9.7569 | 8.2267 | 6.7409 | 6.3617 | 10.8806 | 5.6113 | 8.9694 | 4.7104 | 6.0252 | 4.5644 | 7.833 | 6.1691 | 5.2042 | 7.2034 | 10.3528 | 8.8948 | 11.5333 | 5.7203 | 5.6608 | 7.6846 | 6.0382 | 6.8654 | 12.7454 | 6.747 | 9.1726 | 4.2199 | 3.9765 | 6.5374 | 4.0275 | 5.0417 | 7.123 | 7.9447 | 6.6566 | 5.5752 | 5.1661 | 8.8108 | 4.5623 | 7.1896 | 3.9295 | 5.078 | 3.7745 | 6.3518 | 5.0883 | 4.4035 | 5.8624 | 8.3233 | 7.161 | 9.3041 | 4.7162 | 4.644 | 6.1795 | 4.9916 | 5.7478 | 10.3702 | 5.4849 | 7.3178
1377 | 3.1375 | 6.7751 | 3.8702 | 4.9477 | 4.3407 | 6.604 | 5.2408 | 5.9555 | 5.4555 | 10.3629 | 6.3214 | 7.8925 | 7.114 | 14.639 | 8.7039 | 10.8848 | 6.468 | 5.9909 | 9.9251 | 6.2343 | 8.2317 | 11.1264 | 12.6606 | 10.6861 | 8.6499 | 8.2709 | 14.1744 | 7.2328 | 11.8389 | 5.8476 | 7.4583 | 5.7689 | 10.158 | 7.7919 | 6.3111 | 9.2393 | 13.5848 | 11.6213 | 15.0032 | 7.2379 | 7.2314 | 10.1698 | 7.6641 | 8.4895 | 16.406 | 8.676 | 12.2226 | 5.8099 | 5.4096 | 9.0465 | 5.5479 | 7.2483 | 10.0106 | 11.1334 | 9.4403 | 7.6086 | 7.2792 | 12.47 | 6.4123 | 10.3699 | 5.2797 | 6.7043 | 5.1561 | 8.9736 | 6.9768 | 5.7716 | 8.2285 | 11.9347 | 10.2498 | 13.248 | 6.4653 | 6.4325 | 8.8715 | 6.815 | 7.6784 | 14.5466 | 7.707 | 10.6563 | 5.1364 | 4.8058 | 7.9726 | 4.8984 | 6.2891 | 8.7668 | 9.76 | 8.2297 | 6.7431 | 6.364 | 10.8841 | 5.6132 | 8.9722 | 4.7119 | 6.0272 | 4.5658 | 7.8355 | 6.1712 | 5.2058 | 7.2061 | 10.3566 | 8.8981 | 11.5377 | 5.7222 | 5.6627 | 7.6871 | 6.0404 | 6.8676 | 12.7498 | 6.7496 | 9.1755 | 4.2213 | 3.9777 | 6.5395 | 4.0288 | 5.0433 | 7.1259 | 7.9472 | 6.659 | 5.577 | 5.168 | 8.8136 | 4.5638 | 7.1918 | 3.9307 | 5.0796 | 3.7757 | 6.3539 | 5.09 | 4.4049 | 5.8645 | 8.3263 | 7.1636 | 9.3076 | 4.7178 | 4.6455 | 6.1815 | 4.9934 | 5.7497 | 10.3737 | 5.487 | 7.3201
1378 | 3.1385 | 6.7788 | 3.8713 | 4.9493 | 4.3411 | 6.606 | 5.2422 | 5.957 | 5.457 | 10.3676 | 6.3233 | 7.895 | 7.116 | 14.646 | 8.7063 | 10.8877 | 6.4702 | 5.9928 | 9.9283 | 6.2364 | 8.2345 | 11.1309 | 12.6648 | 10.69 | 8.6528 | 8.2739 | 14.179 | 7.2353 | 11.8426 | 5.8495 | 7.4607 | 5.7708 | 10.1613 | 7.7946 | 6.3131 | 9.2428 | 13.5898 | 11.6256 | 15.0092 | 7.2404 | 7.2338 | 10.1731 | 7.667 | 8.4923 | 16.4121 | 8.6794 | 12.2266 | 5.8118 | 5.4113 | 9.0495 | 5.5497 | 7.2507 | 10.0146 | 11.137 | 9.4438 | 7.611 | 7.2819 | 12.4741 | 6.4145 | 10.3731 | 5.2814 | 6.7064 | 5.1578 | 8.9765 | 6.9791 | 5.7734 | 8.2315 | 11.939 | 10.2536 | 13.2532 | 6.4675 | 6.4346 | 8.8744 | 6.8175 | 7.681 | 14.5518 | 7.7101 | 10.6597 | 5.1381 | 4.8073 | 7.9752 | 4.9 | 6.2911 | 8.7704 | 9.7632 | 8.2327 | 6.7452 | 6.3663 | 10.8876 | 5.6151 | 8.9751 | 4.7133 | 6.0291 | 4.5673 | 7.8381 | 6.1732 | 5.2075 | 7.2088 | 10.3604 | 8.9013 | 11.5421 | 5.7241 | 5.6645 | 7.6896 | 6.0426 | 6.8699 | 12.7543 | 6.7523 | 9.1784 | 4.2226 | 3.979 | 6.5416 | 4.0301 | 5.045 | 7.1287 | 7.9497 | 6.6614 | 5.5787 | 5.1698 | 8.8164 | 4.5654 | 7.1941 | 3.932 | 5.0812 | 3.7769 | 6.3559 | 5.0917 | 4.4063 | 5.8666 | 8.3293 | 7.1663 | 9.3111 | 4.7193 | 4.6469 | 6.1835 | 4.9952 | 5.7515 | 10.3771 | 5.4891 | 7.3225
1379 | 3.1394 | 6.7826 | 3.8725 | 4.9508 | 4.3415 | 6.608 | 5.2435 | 5.9585 | 5.4585 | 10.3723 | 6.3251 | 7.8975 | 7.118 | 14.653 | 8.7087 | 10.8905 | 6.4723 | 5.9947 | 9.9316 | 6.2384 | 8.2373 | 11.1355 | 12.669 | 10.694 | 8.6556 | 8.277 | 14.1836 | 7.2378 | 11.8463 | 5.8514 | 7.4632 | 5.7727 | 10.1645 | 7.7972 | 6.3152 | 9.2463 | 13.5948 | 11.63 | 15.0153 | 7.2429 | 7.2361 | 10.1765 | 7.6698 | 8.4952 | 16.4181 | 8.6828 | 12.2305 | 5.8137 | 5.413 | 9.0524 | 5.5515 | 7.2531 | 10.0187 | 11.1407 | 9.4473 | 7.6135 | 7.2846 | 12.4781 | 6.4166 | 10.3764 | 5.2831 | 6.7086 | 5.1595 | 8.9794 | 6.9815 | 5.7753 | 8.2346 | 11.9434 | 10.2574 | 13.2584 | 6.4697 | 6.4367 | 8.8773 | 6.8201 | 7.6835 | 14.557 | 7.7131 | 10.6631 | 5.1397 | 4.8088 | 7.9778 | 4.9016 | 6.2932 | 8.7739 | 9.7663 | 8.2357 | 6.7474 | 6.3687 | 10.891 | 5.617 | 8.9779 | 4.7148 | 6.031 | 4.5688 | 7.8406 | 6.1753 | 5.2091 | 7.2114 | 10.3641 | 8.9046 | 11.5466 | 5.7261 | 5.6663 | 7.6921 | 6.0449 | 6.8722 | 12.7587 | 6.7549 | 9.1813 | 4.224 | 3.9802 | 6.5437 | 4.0314 | 5.0466 | 7.1315 | 7.9522 | 6.6638 | 5.5805 | 5.1717 | 8.8191 | 4.5669 | 7.1964 | 3.9332 | 5.0828 | 3.7781 | 6.3579 | 5.0933 | 4.4076 | 5.8688 | 8.3323 | 7.1689 | 9.3145 | 4.7209 | 4.6484 | 6.1854 | 4.9971 | 5.7534 | 10.3805 | 5.4912 | 7.3248
1380 | 3.1403 | 6.7863 | 3.8737 | 4.9523 | 4.3418 | 6.61 | 5.2448 | 5.96 | 5.46 | 10.377 | 6.327 | 7.9 | 7.12 | 14.66 | 8.711 | 10.8933 | 6.4744 | 5.9967 | 9.9349 | 6.2404 | 8.2401 | 11.14 | 12.6732 | 10.698 | 8.6585 | 8.28 | 14.1883 | 7.2403 | 11.85 | 5.8533 | 7.4656 | 5.7747 | 10.1678 | 7.7999 | 6.3172 | 9.2498 | 13.5998 | 11.6343 | 15.0213 | 7.2454 | 7.2385 | 10.1798 | 7.6727 | 8.498 | 16.4241 | 8.6862 | 12.2344 | 5.8156 | 5.4148 | 9.0554 | 5.5532 | 7.2556 | 10.0228 | 11.1443 | 9.4508 | 7.616 | 7.2873 | 12.4821 | 6.4188 | 10.3797 | 5.2848 | 6.7108 | 5.1613 | 8.9823 | 6.9838 | 5.7771 | 8.2377 | 11.9477 | 10.2612 | 13.2636 | 6.4719 | 6.4388 | 8.8802 | 6.8226 | 7.6861 | 14.5622 | 7.7161 | 10.6665 | 5.1414 | 4.8103 | 7.9804 | 4.9032 | 6.2953 | 8.7774 | 9.7695 | 8.2387 | 6.7496 | 6.371 | 10.8945 | 5.6189 | 8.9808 | 4.7163 | 6.0329 | 4.5703 | 7.8431 | 6.1773 | 5.2107 | 7.2141 | 10.3679 | 8.9079 | 11.551 | 5.728 | 5.6682 | 7.6946 | 6.0471 | 6.8744 | 12.7631 | 6.7575 | 9.1843 | 4.2253 | 3.9814 | 6.5458 | 4.0327 | 5.0482 | 7.1343 | 7.9547 | 6.6663 | 5.5823 | 5.1736 | 8.8219 | 4.5684 | 7.1987 | 3.9344 | 5.0844 | 3.7793 | 6.3599 | 5.095 | 4.409 | 5.8709 | 8.3353 | 7.1715 | 9.318 | 4.7225 | 4.6499 | 6.1874 | 4.9989 | 5.7553 | 10.384 | 5.4933 | 7.3271
1381 | 3.1413 | 6.79 | 3.8748 | 4.9539 | 4.3422 | 6.612 | 5.2461 | 5.9615 | 5.4615 | 10.3816 | 6.3289 | 7.9025 | 7.122 | 14.667 | 8.7134 | 10.8962 | 6.4765 | 5.9986 | 9.9382 | 6.2424 | 8.2429 | 11.1445 | 12.6774 | 10.702 | 8.6614 | 8.2831 | 14.1929 | 7.2427 | 11.8537 | 5.8551 | 7.468 | 5.7766 | 10.1711 | 7.8026 | 6.3192 | 9.2532 | 13.6047 | 11.6387 | 15.0274 | 7.2479 | 7.2409 | 10.1832 | 7.6755 | 8.5008 | 16.4301 | 8.6897 | 12.2383 | 5.8175 | 5.4165 | 9.0584 | 5.555 | 7.258 | 10.0268 | 11.148 | 9.4542 | 7.6185 | 7.2899 | 12.4861 | 6.421 | 10.3829 | 5.2864 | 6.7129 | 5.163 | 8.9851 | 6.9862 | 5.7789 | 8.2407 | 11.9521 | 10.265 | 13.2688 | 6.4741 | 6.4408 | 8.8831 | 6.8251 | 7.6886 | 14.5673 | 7.7191 | 10.6699 | 5.1431 | 4.8118 | 7.983 | 4.9047 | 6.2974 | 8.7809 | 9.7727 | 8.2418 | 6.7518 | 6.3733 | 10.898 | 5.6208 | 8.9836 | 4.7178 | 6.0348 | 4.5718 | 7.8456 | 6.1794 | 5.2124 | 7.2167 | 10.3717 | 8.9112 | 11.5554 | 5.7299 | 5.67 | 7.6971 | 6.0493 | 6.8767 | 12.7675 | 6.7601 | 9.1872 | 4.2267 | 3.9826 | 6.5478 | 4.034 | 5.0499 | 7.1372 | 7.9573 | 6.6687 | 5.584 | 5.1755 | 8.8247 | 4.5699 | 7.2009 | 3.9356 | 5.086 | 3.7805 | 6.3619 | 5.0967 | 4.4104 | 5.8731 | 8.3383 | 7.1741 | 9.3215 | 4.7241 | 4.6514 | 6.1894 | 5.0008 | 5.7571 | 10.3875 | 5.4954 | 7.3294
1382 | 3.1422 | 6.7936 | 3.876 | 4.9554 | 4.3425 | 6.614 | 5.2474 | 5.963 | 5.463 | 10.3862 | 6.3307 | 7.905 | 7.124 | 14.674 | 8.7157 | 10.899 | 6.4787 | 6.0005 | 9.9415 | 6.2445 | 8.2456 | 11.1491 | 12.6816 | 10.706 | 8.6642 | 8.2861 | 14.1975 | 7.2452 | 11.8574 | 5.857 | 7.4704 | 5.7785 | 10.1744 | 7.8053 | 6.3212 | 9.2567 | 13.6097 | 11.643 | 15.0334 | 7.2504 | 7.2432 | 10.1865 | 7.6784 | 8.5037 | 16.4361 | 8.6931 | 12.2423 | 5.8194 | 5.4182 | 9.0614 | 5.5568 | 7.2605 | 10.0309 | 11.1516 | 9.4577 | 7.621 | 7.2926 | 12.4901 | 6.4232 | 10.3862 | 5.2881 | 6.7151 | 5.1647 | 8.988 | 6.9885 | 5.7807 | 8.2438 | 11.9565 | 10.2688 | 13.274 | 6.4763 | 6.4429 | 8.886 | 6.8276 | 7.6912 | 14.5725 | 7.7221 | 10.6733 | 5.1448 | 4.8134 | 7.9856 | 4.9063 | 6.2995 | 8.7845 | 9.7758 | 8.2448 | 6.7539 | 6.3757 | 10.9015 | 5.6227 | 8.9864 | 4.7193 | 6.0368 | 4.5733 | 7.8481 | 6.1815 | 5.214 | 7.2194 | 10.3755 | 8.9145 | 11.5599 | 5.7319 | 5.6718 | 7.6996 | 6.0515 | 6.8789 | 12.7719 | 6.7628 | 9.1901 | 4.2281 | 3.9839 | 6.5499 | 4.0352 | 5.0515 | 7.14 | 7.9598 | 6.6711 | 5.5858 | 5.1773 | 8.8275 | 4.5715 | 7.2032 | 3.9369 | 5.0876 | 3.7818 | 6.364 | 5.0983 | 4.4117 | 5.8752 | 8.3414 | 7.1768 | 9.3249 | 4.7256 | 4.6529 | 6.1914 | 5.0026 | 5.759 | 10.3909 | 5.4976 | 7.3317
1383 | 3.1431 | 6.7973 | 3.8772 | 4.9569 | 4.3429 | 6.616 | 5.2488 | 5.9645 | 5.4645 | 10.3908 | 6.3326 | 7.9075 | 7.126 | 14.681 | 8.718 | 10.9018 | 6.4808 | 6.0024 | 9.9448 | 6.2465 | 8.2484 | 11.1536 | 12.6858 | 10.71 | 8.6671 | 8.2892 | 14.2021 | 7.2477 | 11.8612 | 5.8589 | 7.4729 | 5.7805 | 10.1777 | 7.8079 | 6.3232 | 9.2602 | 13.6147 | 11.6474 | 15.0395 | 7.2529 | 7.2456 | 10.1899 | 7.6812 | 8.5065 | 16.4421 | 8.6965 | 12.2462 | 5.8213 | 5.4199 | 9.0643 | 5.5586 | 7.2629 | 10.0349 | 11.1553 | 9.4612 | 7.6235 | 7.2953 | 12.4941 | 6.4254 | 10.3895 | 5.2898 | 6.7172 | 5.1664 | 8.9909 | 6.9909 | 5.7826 | 8.2469 | 11.9608 | 10.2726 | 13.2792 | 6.4785 | 6.445 | 8.8889 | 6.8302 | 7.6937 | 14.5777 | 7.7251 | 10.6767 | 5.1464 | 4.8149 | 7.9882 | 4.9079 | 6.3016 | 8.788 | 9.779 | 8.2478 | 6.7561 | 6.378 | 10.9049 | 5.6246 | 8.9893 | 4.7208 | 6.0387 | 4.5748 | 7.8506 | 6.1835 | 5.2157 | 7.2221 | 10.3792 | 8.9178 | 11.5643 | 5.7338 | 5.6737 | 7.7021 | 6.0538 | 6.8812 | 12.7763 | 6.7654 | 9.193 | 4.2294 | 3.9851 | 6.552 | 4.0365 | 5.0532 | 7.1428 | 7.9623 | 6.6735 | 5.5875 | 5.1792 | 8.8302 | 4.573 | 7.2055 | 3.9381 | 5.0892 | 3.783 | 6.366 | 5.1 | 4.4131 | 5.8773 | 8.3444 | 7.1794 | 9.3284 | 4.7272 | 4.6544 | 6.1933 | 5.0044 | 5.7608 | 10.3943 | 5.4997 | 7.334
1384 | 3.1441 | 6.801 | 3.8783 | 4.9585 | 4.3433 | 6.618 | 5.2501 | 5.966 | 5.466 | 10.3954 | 6.3344 | 7.91 | 7.128 | 14.688 | 8.7204 | 10.9047 | 6.4829 | 6.0044 | 9.9481 | 6.2485 | 8.2512 | 11.1581 | 12.69 | 10.7139 | 8.6699 | 8.2922 | 14.2067 | 7.2502 | 11.8649 | 5.8608 | 7.4753 | 5.7824 | 10.181 | 7.8106 | 6.3252 | 9.2636 | 13.6196 | 11.6517 | 15.0455 | 7.2554 | 7.2479 | 10.1932 | 7.6841 | 8.5093 | 16.4481 | 8.6999 | 12.2501 | 5.8232 | 5.4216 | 9.0673 | 5.5604 | 7.2653 | 10.039 | 11.1589 | 9.4647 | 7.6259 | 7.298 | 12.4981 | 6.4276 | 10.3928 | 5.2915 | 6.7194 | 5.1681 | 8.9938 | 6.9932 | 5.7844 | 8.25 | 11.9652 | 10.2764 | 13.2844 | 6.4807 | 6.4471 | 8.8918 | 6.8327 | 7.6963 | 14.5829 | 7.7281 | 10.6801 | 5.1481 | 4.8164 | 7.9908 | 4.9095 | 6.3037 | 8.7915 | 9.7821 | 8.2508 | 6.7583 | 6.3803 | 10.9084 | 5.6265 | 8.9921 | 4.7223 | 6.0406 | 4.5763 | 7.8531 | 6.1856 | 5.2173 | 7.2247 | 10.383 | 8.9211 | 11.5687 | 5.7357 | 5.6755 | 7.7045 | 6.056 | 6.8835 | 12.7807 | 6.768 | 9.1959 | 4.2308 | 3.9863 | 6.5541 | 4.0378 | 5.0548 | 7.1456 | 7.9648 | 6.6759 | 5.5893 | 5.1811 | 8.833 | 4.5745 | 7.2078 | 3.9393 | 5.0908 | 3.7842 | 6.368 | 5.1017 | 4.4145 | 5.8795 | 8.3474 | 7.182 | 9.3319 | 4.7288 | 4.6559 | 6.1953 | 5.0063 | 5.7627 | 10.3978 | 5.5018 | 7.3363
1385 | 3.145 | 6.8046 | 3.8795 | 4.96 | 4.3436 | 6.62 | 5.2514 | 5.9675 | 5.4675 | 10.4 | 6.3362 | 7.9125 | 7.13 | 14.695 | 8.7227 | 10.9075 | 6.485 | 6.0063 | 9.9513 | 6.2505 | 8.254 | 11.1627 | 12.6942 | 10.7179 | 8.6728 | 8.2953 | 14.2113 | 7.2526 | 11.8686 | 5.8626 | 7.4777 | 5.7844 | 10.1843 | 7.8133 | 6.3272 | 9.2671 | 13.6246 | 11.6561 | 15.0516 | 7.2579 | 7.2503 | 10.1966 | 7.6869 | 8.5122 | 16.4542 | 8.7033 | 12.254 | 5.8251 | 5.4234 | 9.0703 | 5.5622 | 7.2678 | 10.043 | 11.1626 | 9.4682 | 7.6284 | 7.3006 | 12.5022 | 6.4298 | 10.396 | 5.2932 | 6.7215 | 5.1698 | 8.9967 | 6.9956 | 5.7862 | 8.253 | 11.9695 | 10.2802 | 13.2896 | 6.4829 | 6.4492 | 8.8947 | 6.8352 | 7.6988 | 14.5881 | 7.7312 | 10.6835 | 5.1498 | 4.8179 | 7.9934 | 4.9111 | 6.3058 | 8.795 | 9.7853 | 8.2539 | 6.7605 | 6.3827 | 10.9119 | 5.6284 | 8.9949 | 4.7238 | 6.0425 | 4.5778 | 7.8557 | 6.1876 | 5.2189 | 7.2274 | 10.3868 | 8.9243 | 11.5732 | 5.7377 | 5.6773 | 7.707 | 6.0582 | 6.8857 | 12.7852 | 6.7706 | 9.1988 | 4.2321 | 3.9875 | 6.5562 | 4.0391 | 5.0565 | 7.1485 | 7.9674 | 6.6783 | 5.5911 | 5.183 | 8.8358 | 4.576 | 7.21 | 3.9405 | 5.0924 | 3.7854 | 6.37 | 5.1033 | 4.4158 | 5.8816 | 8.3504 | 7.1846 | 9.3353 | 4.7304 | 4.6573 | 6.1973 | 5.0081 | 5.7646 | 10.4013 | 5.5039 | 7.3387
1386 | 3.1459 | 6.8083 | 3.8807 | 4.9615 | 4.344 | 6.622 | 5.2527 | 5.969 | 5.469 | 10.4046 | 6.3381 | 7.915 | 7.132 | 14.702 | 8.7251 | 10.9103 | 6.4872 | 6.0082 | 9.9546 | 6.2526 | 8.2568 | 11.1672 | 12.6983 | 10.7219 | 8.6756 | 8.2983 | 14.2159 | 7.2551 | 11.8723 | 5.8645 | 7.4801 | 5.7863 | 10.1875 | 7.8159 | 6.3293 | 9.2706 | 13.6296 | 11.6604 | 15.0576 | 7.2604 | 7.2527 | 10.1999 | 7.6898 | 8.515 | 16.4602 | 8.7067 | 12.258 | 5.827 | 5.4251 | 9.0733 | 5.564 | 7.2702 | 10.0471 | 11.1662 | 9.4717 | 7.6309 | 7.3033 | 12.5062 | 6.4319 | 10.3993 | 5.2949 | 6.7237 | 5.1715 | 8.9996 | 6.998 | 5.7881 | 8.2561 | 11.9739 | 10.284 | 13.2948 | 6.4851 | 6.4513 | 8.8976 | 6.8377 | 7.7014 | 14.5933 | 7.7342 | 10.6869 | 5.1515 | 4.8194 | 7.996 | 4.9127 | 6.3079 | 8.7986 | 9.7885 | 8.2569 | 6.7626 | 6.385 | 10.9154 | 5.6303 | 8.9978 | 4.7253 | 6.0444 | 4.5793 | 7.8582 | 6.1897 | 5.2206 | 7.2301 | 10.3905 | 8.9276 | 11.5776 | 5.7396 | 5.6791 | 7.7095 | 6.0605 | 6.888 | 12.7896 | 6.7733 | 9.2017 | 4.2335 | 3.9888 | 6.5583 | 4.0404 | 5.0581 | 7.1513 | 7.9699 | 6.6807 | 5.5928 | 5.1848 | 8.8385 | 4.5776 | 7.2123 | 3.9418 | 5.094 | 3.7866 | 6.372 | 5.105 | 4.4172 | 5.8837 | 8.3534 | 7.1873 | 9.3388 | 4.7319 | 4.6588 | 6.1993 | 5.0099 | 5.7664 | 10.4047 | 5.506 | 7.341
1387 | 3.1469 | 6.812 | 3.8818 | 4.9631 | 4.3444 | 6.624 | 5.254 | 5.9705 | 5.4705 | 10.4092 | 6.3399 | 7.9175 | 7.134 | 14.709 | 8.7274 | 10.9132 | 6.4893 | 6.0101 | 9.9579 | 6.2546 | 8.2596 | 11.1717 | 12.7025 | 10.7259 | 8.6785 | 8.3014 | 14.2205 | 7.2576 | 11.876 | 5.8664 | 7.4825 | 5.7882 | 10.1908 | 7.8186 | 6.3313 | 9.274 | 13.6345 | 11.6647 | 15.0636 | 7.2629 | 7.255 | 10.2033 | 7.6927 | 8.5178 | 16.4662 | 8.7101 | 12.2619 | 5.8289 | 5.4268 | 9.0763 | 5.5658 | 7.2727 | 10.0511 | 11.1698 | 9.4752 | 7.6334 | 7.306 | 12.5102 | 6.4341 | 10.4026 | 5.2966 | 6.7258 | 5.1732 | 9.0025 | 7.0003 | 5.7899 | 8.2592 | 11.9782 | 10.2877 | 13.3 | 6.4873 | 6.4534 | 8.9004 | 6.8402 | 7.7039 | 14.5984 | 7.7372 | 10.6902 | 5.1532 | 4.8209 | 7.9986 | 4.9142 | 6.31 | 8.8021 | 9.7916 | 8.2599 | 6.7648 | 6.3873 | 10.9188 | 5.6322 | 9.0006 | 4.7268 | 6.0463 | 4.5808 | 7.8607 | 6.1918 | 5.2222 | 7.2327 | 10.3943 | 8.9309 | 11.582 | 5.7415 | 5.681 | 7.712 | 6.0627 | 6.8902 | 12.794 | 6.7759 | 9.2046 | 4.2349 | 3.99 | 6.5604 | 4.0417 | 5.0598 | 7.1541 | 7.9724 | 6.6831 | 5.5946 | 5.1867 | 8.8413 | 4.5791 | 7.2146 | 3.943 | 5.0956 | 3.7878 | 6.374 | 5.1067 | 4.4186 | 5.8859 | 8.3564 | 7.1899 | 9.3423 | 4.7335 | 4.6603 | 6.2013 | 5.0118 | 5.7683 | 10.4081 | 5.5081 | 7.3433
1388 | 3.1478 | 6.8157 | 3.883 | 4.9646 | 4.3447 | 6.626 | 5.2554 | 5.972 | 5.472 | 10.4138 | 6.3418 | 7.92 | 7.136 | 14.716 | 8.7298 | 10.916 | 6.4914 | 6.012 | 9.9612 | 6.2566 | 8.2623 | 11.1763 | 12.7067 | 10.7299 | 8.6814 | 8.3044 | 14.2252 | 7.2601 | 11.8797 | 5.8683 | 7.485 | 5.7902 | 10.1941 | 7.8213 | 6.3333 | 9.2775 | 13.6395 | 11.6691 | 15.0697 | 7.2654 | 7.2574 | 10.2067 | 7.6955 | 8.5207 | 16.4722 | 8.7136 | 12.2658 | 5.8308 | 5.4285 | 9.0792 | 5.5676 | 7.2751 | 10.0552 | 11.1735 | 9.4787 | 7.6359 | 7.3087 | 12.5142 | 6.4363 | 10.4058 | 5.2983 | 6.728 | 5.175 | 9.0054 | 7.0027 | 5.7917 | 8.2622 | 11.9826 | 10.2915 | 13.3052 | 6.4895 | 6.4555 | 8.9033 | 6.8428 | 7.7065 | 14.6036 | 7.7402 | 10.6936 | 5.1548 | 4.8224 | 8.0012 | 4.9158 | 6.3121 | 8.8056 | 9.7948 | 8.2629 | 6.767 | 6.3897 | 10.9223 | 5.6341 | 9.0035 | 4.7283 | 6.0483 | 4.5823 | 7.8632 | 6.1938 | 5.2238 | 7.2354 | 10.3981 | 8.9342 | 11.5865 | 5.7435 | 5.6828 | 7.7145 | 6.0649 | 6.8925 | 12.7984 | 6.7785 | 9.2076 | 4.2362 | 3.9912 | 6.5625 | 4.043 | 5.0614 | 7.157 | 7.9749 | 6.6856 | 5.5964 | 5.1886 | 8.8441 | 4.5806 | 7.2168 | 3.9442 | 5.0972 | 3.789 | 6.3761 | 5.1083 | 4.4199 | 5.888 | 8.3594 | 7.1925 | 9.3457 | 4.7351 | 4.6618 | 6.2032 | 5.0136 | 5.7702 | 10.4116 | 5.5102 | 7.3456
1389 | 3.1487 | 6.8193 | 3.8842 | 4.9661 | 4.3451 | 6.628 | 5.2567 | 5.9735 | 5.4735 | 10.4184 | 6.3437 | 7.9225 | 7.138 | 14.723 | 8.7321 | 10.9188 | 6.4936 | 6.014 | 9.9645 | 6.2587 | 8.2651 | 11.1808 | 12.7109 | 10.7339 | 8.6842 | 8.3075 | 14.2298 | 7.2626 | 11.8835 | 5.8702 | 7.4874 | 5.7921 | 10.1974 | 7.8239 | 6.3353 | 9.281 | 13.6445 | 11.6734 | 15.0757 | 7.2679 | 7.2597 | 10.21 | 7.6984 | 8.5235 | 16.4782 | 8.717 | 12.2698 | 5.8327 | 5.4302 | 9.0822 | 5.5694 | 7.2775 | 10.0592 | 11.1771 | 9.4821 | 7.6384 | 7.3114 | 12.5182 | 6.4385 | 10.4091 | 5.2999 | 6.7301 | 5.1767 | 9.0083 | 7.005 | 5.7936 | 8.2653 | 11.9869 | 10.2953 | 13.3104 | 6.4917 | 6.4575 | 8.9062 | 6.8453 | 7.709 | 14.6088 | 7.7432 | 10.697 | 5.1565 | 4.8239 | 8.0038 | 4.9174 | 6.3142 | 8.8092 | 9.7979 | 8.2659 | 6.7691 | 6.392 | 10.9258 | 5.636 | 9.0063 | 4.7298 | 6.0502 | 4.5838 | 7.8657 | 6.1959 | 5.2255 | 7.2381 | 10.4018 | 8.9375 | 11.5909 | 5.7454 | 5.6846 | 7.717 | 6.0672 | 6.8948 | 12.8028 | 6.7811 | 9.2105 | 4.2376 | 3.9925 | 6.5645 | 4.0443 | 5.0631 | 7.1598 | 7.9774 | 6.688 | 5.5981 | 5.1904 | 8.8468 | 4.5822 | 7.2191 | 3.9455 | 5.0988 | 3.7902 | 6.3781 | 5.11 | 4.4213 | 5.8901 | 8.3624 | 7.1951 | 9.3492 | 4.7367 | 4.6633 | 6.2052 | 5.0154 | 5.772 | 10.4151 | 5.5123 | 7.3479
1390 | 3.1497 | 6.823 | 3.8853 | 4.9677 | 4.3455 | 6.63 | 5.258 | 5.975 | 5.475 | 10.423 | 6.3455 | 7.925 | 7.14 | 14.73 | 8.7345 | 10.9217 | 6.4957 | 6.0159 | 9.9678 | 6.2607 | 8.2679 | 11.1853 | 12.7151 | 10.7378 | 8.6871 | 8.3105 | 14.2344 | 7.265 | 11.8872 | 5.872 | 7.4898 | 5.7941 | 10.2007 | 7.8266 | 6.3373 | 9.2845 | 13.6495 | 11.6778 | 15.0818 | 7.2703 | 7.2621 | 10.2134 | 7.7012 | 8.5263 | 16.4842 | 8.7204 | 12.2737 | 5.8347 | 5.432 | 9.0852 | 5.5712 | 7.28 | 10.0633 | 11.1808 | 9.4856 | 7.6408 | 7.314 | 12.5222 | 6.4407 | 10.4124 | 5.3016 | 6.7323 | 5.1784 | 9.0112 | 7.0074 | 5.7954 | 8.2684 | 11.9913 | 10.2991 | 13.3157 | 6.4939 | 6.4596 | 8.9091 | 6.8478 | 7.7116 | 14.614 | 7.7462 | 10.7004 | 5.1582 | 4.8254 | 8.0063 | 4.919 | 6.3163 | 8.8127 | 9.8011 | 8.269 | 6.7713 | 6.3943 | 10.9292 | 5.6379 | 9.0091 | 4.7313 | 6.0521 | 4.5853 | 7.8682 | 6.1979 | 5.2271 | 7.2407 | 10.4056 | 8.9408 | 11.5953 | 5.7473 | 5.6865 | 7.7195 | 6.0694 | 6.897 | 12.8072 | 6.7838 | 9.2134 | 4.2389 | 3.9937 | 6.5666 | 4.0456 | 5.0647 | 7.1626 | 7.98 | 6.6904 | 5.5999 | 5.1923 | 8.8496 | 4.5837 | 7.2214 | 3.9467 | 5.1003 | 3.7914 | 6.3801 | 5.1117 | 4.4227 | 5.8923 | 8.3654 | 7.1978 | 9.3527 | 4.7382 | 4.6648 | 6.2072 | 5.0173 | 5.7739 | 10.4185 | 5.5144 | 7.3502
1391 | 3.1506 | 6.8266 | 3.8865 | 4.9692 | 4.3458 | 6.631 | 5.2593 | 5.9765 | 5.4765 | 10.4277 | 6.3473 | 7.9275 | 7.142 | 14.737 | 8.7368 | 10.9245 | 6.4978 | 6.0178 | 9.971 | 6.2627 | 8.2707 | 11.1899 | 12.7193 | 10.7418 | 8.6899 | 8.3136 | 14.239 | 7.2675 | 11.8909 | 5.8739 | 7.4922 | 5.796 | 10.204 | 7.8293 | 6.3393 | 9.2879 | 13.6544 | 11.6821 | 15.0878 | 7.2728 | 7.2644 | 10.2167 | 7.7041 | 8.5292 | 16.4903 | 8.7238 | 12.2776 | 5.8366 | 5.4337 | 9.0882 | 5.573 | 7.2824 | 10.0673 | 11.1844 | 9.4891 | 7.6433 | 7.3167 | 12.5263 | 6.4429 | 10.4157 | 5.3033 | 6.7344 | 5.1801 | 9.0141 | 7.0097 | 5.7972 | 8.2715 | 11.9956 | 10.3029 | 13.3209 | 6.4961 | 6.4617 | 8.912 | 6.8503 | 7.7141 | 14.6192 | 7.7493 | 10.7038 | 5.1599 | 4.827 | 8.0089 | 4.9206 | 6.3184 | 8.8162 | 9.8042 | 8.272 | 6.7735 | 6.3967 | 10.9327 | 5.6398 | 9.012 | 4.7328 | 6.054 | 4.5868 | 7.8708 | 6.2 | 5.2288 | 7.2434 | 10.4094 | 8.944 | 11.5998 | 5.7493 | 5.6883 | 7.722 | 6.0716 | 6.8993 | 12.8117 | 6.7864 | 9.2163 | 4.2403 | 3.9949 | 6.5687 | 4.0468 | 5.0664 | 7.1654 | 7.9825 | 6.6928 | 5.6016 | 5.1942 | 8.8524 | 4.5852 | 7.2237 | 3.9479 | 5.1019 | 3.7927 | 6.3821 | 5.1133 | 4.424 | 5.8944 | 8.3685 | 7.2004 | 9.3561 | 4.7398 | 4.6662 | 6.2092 | 5.0191 | 5.7757 | 10.4219 | 5.5166 | 7.3526
1392 | 3.1515 | 6.8303 | 3.8877 | 4.9707 | 4.3462 | 6.632 | 5.2606 | 5.978 | 5.478 | 10.4324 | 6.3492 | 7.93 | 7.144 | 14.744 | 8.7392 | 10.9273 | 6.4999 | 6.0197 | 9.9743 | 6.2647 | 8.2735 | 11.1944 | 12.7235 | 10.7458 | 8.6928 | 8.3166 | 14.2436 | 7.27 | 11.8946 | 5.8758 | 7.4947 | 5.7979 | 10.2073 | 7.8319 | 6.3413 | 9.2914 | 13.6594 | 11.6865 | 15.0939 | 7.2753 | 7.2668 | 10.2201 | 7.7069 | 8.532 | 16.4963 | 8.7272 | 12.2815 | 5.8385 | 5.4354 | 9.0911 | 5.5748 | 7.2849 | 10.0714 | 11.1881 | 9.4926 | 7.6458 | 7.3194 | 12.5303 | 6.4451 | 10.4189 | 5.305 | 6.7366 | 5.1818 | 9.017 | 7.0121 | 5.7991 | 8.2745 | 12 | 10.3067 | 13.3261 | 6.4983 | 6.4638 | 8.9149 | 6.8529 | 7.7167 | 14.6243 | 7.7523 | 10.7072 | 5.1615 | 4.8285 | 8.0115 | 4.9221 | 6.3205 | 8.8197 | 9.8074 | 8.275 | 6.7757 | 6.399 | 10.9362 | 5.6417 | 9.0148 | 4.7343 | 6.0559 | 4.5883 | 7.8733 | 6.2021 | 5.2304 | 7.2461 | 10.4131 | 8.9473 | 11.6042 | 5.7512 | 5.6901 | 7.7245 | 6.0739 | 6.9015 | 12.8161 | 6.789 | 9.2192 | 4.2417 | 3.9961 | 6.5708 | 4.0481 | 5.068 | 7.1683 | 7.985 | 6.6952 | 5.6034 | 5.1961 | 8.8551 | 4.5867 | 7.2259 | 3.9491 | 5.1035 | 3.7939 | 6.3841 | 5.115 | 4.4254 | 5.8965 | 8.3715 | 7.203 | 9.3596 | 4.7414 | 4.6677 | 6.2111 | 5.0209 | 5.7776 | 10.4254 | 5.5187 | 7.3549
1393 | 3.1525 | 6.8339 | 3.8888 | 4.9723 | 4.3465 | 6.633 | 5.262 | 5.9795 | 5.4795 | 10.4371 | 6.351 | 7.9325 | 7.146 | 14.751 | 8.7416 | 10.9302 | 6.5021 | 6.0217 | 9.9776 | 6.2668 | 8.2762 | 11.1989 | 12.7277 | 10.7498 | 8.6957 | 8.3197 | 14.2482 | 7.2725 | 11.8983 | 5.8777 | 7.4971 | 5.7999 | 10.2106 | 7.8346 | 6.3433 | 9.2949 | 13.6644 | 11.6908 | 15.0999 | 7.2778 | 7.2692 | 10.2234 | 7.7098 | 8.5348 | 16.5023 | 8.7306 | 12.2855 | 5.8404 | 5.4371 | 9.0941 | 5.5766 | 7.2873 | 10.0755 | 11.1917 | 9.4961 | 7.6483 | 7.3221 | 12.5343 | 6.4473 | 10.4222 | 5.3067 | 6.7388 | 5.1835 | 9.0199 | 7.0144 | 5.8009 | 8.2776 | 12.0044 | 10.3105 | 13.3313 | 6.5005 | 6.4659 | 8.9178 | 6.8554 | 7.7192 | 14.6295 | 7.7553 | 10.7106 | 5.1632 | 4.83 | 8.0141 | 4.9237 | 6.3226 | 8.8233 | 9.8106 | 8.278 | 6.7778 | 6.4013 | 10.9397 | 5.6436 | 9.0176 | 4.7358 | 6.0579 | 4.5898 | 7.8758 | 6.2041 | 5.232 | 7.2487 | 10.4169 | 8.9506 | 11.6086 | 5.7531 | 5.692 | 7.727 | 6.0761 | 6.9038 | 12.8205 | 6.7916 | 9.2221 | 4.243 | 3.9974 | 6.5729 | 4.0494 | 5.0696 | 7.1711 | 7.9875 | 6.6976 | 5.6052 | 5.1979 | 8.8579 | 4.5883 | 7.2282 | 3.9504 | 5.1051 | 3.7951 | 6.3862 | 5.1167 | 4.4268 | 5.8987 | 8.3745 | 7.2056 | 9.3631 | 4.743 | 4.6692 | 6.2131 | 5.0228 | 5.7795 | 10.4289 | 5.5208 | 7.3572
1394 | 3.1534 | 6.8375 | 3.89 | 4.9738 | 4.3469 | 6.634 | 5.2633 | 5.981 | 5.481 | 10.4418 | 6.3529 | 7.935 | 7.148 | 14.758 | 8.7439 | 10.933 | 6.5042 | 6.0236 | 9.9809 | 6.2688 | 8.279 | 11.2035 | 12.7319 | 10.7538 | 8.6985 | 8.3227 | 14.2528 | 7.275 | 11.902 | 5.8796 | 7.4995 | 5.8018 | 10.2138 | 7.8373 | 6.3454 | 9.2983 | 13.6693 | 11.6952 | 15.106 | 7.2803 | 7.2715 | 10.2268 | 7.7126 | 8.5377 | 16.5083 | 8.734 | 12.2894 | 5.8423 | 5.4388 | 9.0971 | 5.5784 | 7.2897 | 10.0795 | 11.1954 | 9.4996 | 7.6508 | 7.3248 | 12.5383 | 6.4494 | 10.4255 | 5.3084 | 6.7409 | 5.1852 | 9.0228 | 7.0168 | 5.8027 | 8.2807 | 12.0087 | 10.3143 | 13.3365 | 6.5027 | 6.468 | 8.9207 | 6.8579 | 7.7218 | 14.6347 | 7.7583 | 10.714 | 5.1649 | 4.8315 | 8.0167 | 4.9253 | 6.3247 | 8.8268 | 9.8137 | 8.281 | 6.78 | 6.4037 | 10.9431 | 5.6455 | 9.0205 | 4.7373 | 6.0598 | 4.5913 | 7.8783 | 6.2062 | 5.2337 | 7.2514 | 10.4207 | 8.9539 | 11.6131 | 5.7551 | 5.6938 | 7.7294 | 6.0783 | 6.9061 | 12.8249 | 6.7943 | 9.225 | 4.2444 | 3.9986 | 6.575 | 4.0507 | 5.0713 | 7.1739 | 7.99 | 6.7 | 5.6069 | 5.1998 | 8.8607 | 4.5898 | 7.2305 | 3.9516 | 5.1067 | 3.7963 | 6.3882 | 5.1183 | 4.4281 | 5.9008 | 8.3775 | 7.2083 | 9.3665 | 4.7445 | 4.6707 | 6.2151 | 5.0246 | 5.7813 | 10.4323 | 5.5229 | 7.3595
1395 | 3.1543 | 6.8412 | 3.8912 | 4.9753 | 4.3473 | 6.635 | 5.2646 | 5.9825 | 5.4825 | 10.4465 | 6.3548 | 7.9375 | 7.15 | 14.765 | 8.7462 | 10.9358 | 6.5063 | 6.0255 | 9.9842 | 6.2708 | 8.2818 | 11.208 | 12.7361 | 10.7578 | 8.7014 | 8.3258 | 14.2574 | 7.2774 | 11.9058 | 5.8814 | 7.5019 | 5.8037 | 10.2171 | 7.8399 | 6.3474 | 9.3018 | 13.6743 | 11.6995 | 15.112 | 7.2828 | 7.2739 | 10.2301 | 7.7155 | 8.5405 | 16.5143 | 8.7374 | 12.2933 | 5.8442 | 5.4406 | 9.1001 | 5.5802 | 7.2922 | 10.0836 | 11.199 | 9.5031 | 7.6532 | 7.3274 | 12.5423 | 6.4516 | 10.4288 | 5.3101 | 6.7431 | 5.1869 | 9.0257 | 7.0191 | 5.8046 | 8.2838 | 12.0131 | 10.3181 | 13.3417 | 6.5049 | 6.4701 | 8.9236 | 6.8604 | 7.7243 | 14.6399 | 7.7613 | 10.7174 | 5.1666 | 4.833 | 8.0193 | 4.9269 | 6.3268 | 8.8303 | 9.8169 | 8.2841 | 6.7822 | 6.406 | 10.9466 | 5.6474 | 9.0233 | 4.7388 | 6.0617 | 4.5927 | 7.8808 | 6.2083 | 5.2353 | 7.2541 | 10.4244 | 8.9572 | 11.6175 | 5.757 | 5.6956 | 7.7319 | 6.0806 | 6.9083 | 12.8293 | 6.7969 | 9.2279 | 4.2458 | 3.9998 | 6.5771 | 4.052 | 5.0729 | 7.1768 | 7.9926 | 6.7024 | 5.6087 | 5.2017 | 8.8634 | 4.5913 | 7.2327 | 3.9528 | 5.1083 | 3.7975 | 6.3902 | 5.12 | 4.4295 | 5.9029 | 8.3805 | 7.2109 | 9.37 | 4.7461 | 4.6722 | 6.2171 | 5.0264 | 5.7832 | 10.4357 | 5.525 | 7.3618
1396 | 3.1553 | 6.8448 | 3.8923 | 4.9769 | 4.3476 | 6.636 | 5.2659 | 5.984 | 5.484 | 10.4512 | 6.3566 | 7.94 | 7.152 | 14.772 | 8.7486 | 10.9387 | 6.5084 | 6.0274 | 9.9875 | 6.2728 | 8.2846 | 11.2125 | 12.7403 | 10.7617 | 8.7042 | 8.3288 | 14.2621 | 7.2799 | 11.9095 | 5.8833 | 7.5044 | 5.8057 | 10.2204 | 7.8426 | 6.3494 | 9.3053 | 13.6793 | 11.7038 | 15.118 | 7.2853 | 7.2762 | 10.2335 | 7.7184 | 8.5433 | 16.5203 | 8.7409 | 12.2972 | 5.8461 | 5.4423 | 9.103 | 5.582 | 7.2946 | 10.0876 | 11.2026 | 9.5066 | 7.6557 | 7.3301 | 12.5463 | 6.4538 | 10.432 | 5.3118 | 6.7452 | 5.1887 | 9.0286 | 7.0215 | 5.8064 | 8.2868 | 12.0174 | 10.3219 | 13.3469 | 6.5071 | 6.4722 | 8.9265 | 6.863 | 7.7269 | 14.6451 | 7.7643 | 10.7208 | 5.1682 | 4.8345 | 8.0219 | 4.9285 | 6.3288 | 8.8338 | 9.82 | 8.2871 | 6.7844 | 6.4083 | 10.9501 | 5.6493 | 9.0262 | 4.7402 | 6.0636 | 4.5942 | 7.8833 | 6.2103 | 5.2369 | 7.2567 | 10.4282 | 8.9605 | 11.6219 | 5.7589 | 5.6975 | 7.7344 | 6.0828 | 6.9106 | 12.8337 | 6.7995 | 9.2309 | 4.2471 | 4.001 | 6.5792 | 4.0533 | 5.0746 | 7.1796 | 7.9951 | 6.7049 | 5.6105 | 5.2036 | 8.8662 | 4.5928 | 7.235 | 3.954 | 5.1099 | 3.7987 | 6.3922 | 5.1217 | 4.4309 | 5.9051 | 8.3835 | 7.2135 | 9.3735 | 4.7477 | 4.6737 | 6.219 | 5.0283 | 5.7851 | 10.4392 | 5.5271 | 7.3641
1397 | 3.1562 | 6.8484 | 3.8935 | 4.9784 | 4.348 | 6.637 | 5.2672 | 5.9855 | 5.4855 | 10.4559 | 6.3584 | 7.9425 | 7.154 | 14.779 | 8.7509 | 10.9415 | 6.5106 | 6.0293 | 9.9908 | 6.2749 | 8.2874 | 11.2171 | 12.7445 | 10.7657 | 8.7071 | 8.3319 | 14.2667 | 7.2824 | 11.9132 | 5.8852 | 7.5068 | 5.8076 | 10.2237 | 7.8453 | 6.3514 | 9.3088 | 13.6843 | 11.7082 | 15.1241 | 7.2878 | 7.2786 | 10.2368 | 7.7212 | 8.5462 | 16.5263 | 8.7443 | 12.3012 | 5.848 | 5.444 | 9.106 | 5.5838 | 7.2971 | 10.0917 | 11.2063 | 9.51 | 7.6582 | 7.3328 | 12.5503 | 6.456 | 10.4353 | 5.3134 | 6.7474 | 5.1904 | 9.0315 | 7.0238 | 5.8082 | 8.2899 | 12.0218 | 10.3257 | 13.3521 | 6.5093 | 6.4742 | 8.9294 | 6.8655 | 7.7294 | 14.6502 | 7.7673 | 10.7242 | 5.1699 | 4.836 | 8.0245 | 4.93 | 6.3309 | 8.8374 | 9.8232 | 8.2901 | 6.7865 | 6.4107 | 10.9536 | 5.6512 | 9.029 | 4.7417 | 6.0655 | 4.5957 | 7.8858 | 6.2124 | 5.2386 | 7.2594 | 10.432 | 8.9638 | 11.6264 | 5.7609 | 5.6993 | 7.7369 | 6.085 | 6.9128 | 12.8381 | 6.8021 | 9.2338 | 4.2485 | 4.0023 | 6.5812 | 4.0546 | 5.0762 | 7.1824 | 7.9976 | 6.7073 | 5.6122 | 5.2054 | 8.869 | 4.5944 | 7.2373 | 3.9553 | 5.1115 | 3.7999 | 6.3942 | 5.1233 | 4.4322 | 5.9072 | 8.3865 | 7.2161 | 9.3769 | 4.7493 | 4.6752 | 6.221 | 5.0301 | 5.7869 | 10.4427 | 5.5292 | 7.3664
1398 | 3.1571 | 6.8521 | 3.8947 | 4.9799 | 4.3484 | 6.638 | 5.2686 | 5.987 | 5.487 | 10.4606 | 6.3603 | 7.945 | 7.156 | 14.786 | 8.7533 | 10.9443 | 6.5127 | 6.0313 | 9.994 | 6.2769 | 8.2902 | 11.2216 | 12.7487 | 10.7697 | 8.71 | 8.3349 | 14.2713 | 7.2849 | 11.9169 | 5.8871 | 7.5092 | 5.8096 | 10.227 | 7.8479 | 6.3534 | 9.3122 | 13.6892 | 11.7125 | 15.1301 | 7.2903 | 7.281 | 10.2402 | 7.7241 | 8.549 | 16.5324 | 8.7477 | 12.3051 | 5.8499 | 5.4457 | 9.109 | 5.5856 | 7.2995 | 10.0957 | 11.2099 | 9.5135 | 7.6607 | 7.3355 | 12.5544 | 6.4582 | 10.4386 | 5.3151 | 6.7495 | 5.1921 | 9.0344 | 7.0262 | 5.8101 | 8.293 | 12.0261 | 10.3295 | 13.3573 | 6.5115 | 6.4763 | 8.9323 | 6.868 | 7.732 | 14.6554 | 7.7704 | 10.7276 | 5.1716 | 4.8375 | 8.0271 | 4.9316 | 6.333 | 8.8409 | 9.8263 | 8.2931 | 6.7887 | 6.413 | 10.9571 | 5.6531 | 9.0318 | 4.7432 | 6.0674 | 4.5972 | 7.8884 | 6.2144 | 5.2402 | 7.2621 | 10.4357 | 8.967 | 11.6308 | 5.7628 | 5.7011 | 7.7394 | 6.0873 | 6.9151 | 12.8426 | 6.8047 | 9.2367 | 4.2498 | 4.0035 | 6.5833 | 4.0559 | 5.0779 | 7.1852 | 8.0001 | 6.7097 | 5.614 | 5.2073 | 8.8717 | 4.5959 | 7.2396 | 3.9565 | 5.1131 | 3.8011 | 6.3962 | 5.125 | 4.4336 | 5.9093 | 8.3895 | 7.2188 | 9.3804 | 4.7509 | 4.6766 | 6.223 | 5.0319 | 5.7888 | 10.4461 | 5.5313 | 7.3688
1399 | 3.1581 | 6.8557 | 3.8958 | 4.9815 | 4.3487 | 6.639 | 5.2699 | 5.9885 | 5.4885 | 10.4653 | 6.3621 | 7.9475 | 7.158 | 14.793 | 8.7556 | 10.9472 | 6.5148 | 6.0332 | 9.9973 | 6.2789 | 8.2929 | 11.2261 | 12.7529 | 10.7737 | 8.7128 | 8.338 | 14.2759 | 7.2874 | 11.9206 | 5.889 | 7.5116 | 5.8115 | 10.2303 | 7.8506 | 6.3554 | 9.3157 | 13.6942 | 11.7169 | 15.1362 | 7.2928 | 7.2833 | 10.2435 | 7.7269 | 8.5518 | 16.5384 | 8.7511 | 12.309 | 5.8518 | 5.4474 | 9.112 | 5.5874 | 7.3019 | 10.0998 | 11.2136 | 9.517 | 7.6632 | 7.3382 | 12.5584 | 6.4604 | 10.4418 | 5.3168 | 6.7517 | 5.1938 | 9.0373 | 7.0285 | 5.8119 | 8.296 | 12.0305 | 10.3333 | 13.3625 | 6.5137 | 6.4784 | 8.9352 | 6.8705 | 7.7345 | 14.6606 | 7.7734 | 10.7309 | 5.1733 | 4.839 | 8.0297 | 4.9332 | 6.3351 | 8.8444 | 9.8295 | 8.2961 | 6.7909 | 6.4153 | 10.9605 | 5.655 | 9.0347 | 4.7447 | 6.0694 | 4.5987 | 7.8909 | 6.2165 | 5.2419 | 7.2647 | 10.4395 | 8.9703 | 11.6352 | 5.7647 | 5.7029 | 7.7419 | 6.0895 | 6.9174 | 12.847 | 6.8074 | 9.2396 | 4.2512 | 4.0047 | 6.5854 | 4.0572 | 5.0795 | 7.1881 | 8.0026 | 6.7121 | 5.6157 | 5.2092 | 8.8745 | 4.5974 | 7.2418 | 3.9577 | 5.1147 | 3.8023 | 6.3983 | 5.1267 | 4.435 | 5.9115 | 8.3925 | 7.2214 | 9.3839 | 4.7524 | 4.6781 | 6.225 | 5.0338 | 5.7906 | 10.4495 | 5.5334 | 7.3711
1400 | 3.159 | 6.8593 | 3.897 | 4.983 | 4.3491 | 6.64 | 5.2712 | 5.99 | 5.49 | 10.47 | 6.364 | 7.95 | 7.16 | 14.8 | 8.758 | 10.95 | 6.5169 | 6.0351 | 10.0006 | 6.2809 | 8.2957 | 11.2307 | 12.7571 | 10.7777 | 8.7157 | 8.341 | 14.2805 | 7.2898 | 11.9243 | 5.8908 | 7.5141 | 5.8134 | 10.2336 | 7.8533 | 6.3574 | 9.3192 | 13.6992 | 11.7212 | 15.1422 | 7.2953 | 7.2857 | 10.2469 | 7.7298 | 8.5547 | 16.5444 | 8.7545 | 12.3129 | 5.8537 | 5.4492 | 9.1149 | 5.5892 | 7.3044 | 10.1038 | 11.2172 | 9.5205 | 7.6657 | 7.3408 | 12.5624 | 6.4626 | 10.4451 | 5.3185 | 6.7538 | 5.1955 | 9.0402 | 7.0309 | 5.8137 | 8.2991 | 12.0348 | 10.3371 | 13.3677 | 6.5159 | 6.4805 | 8.9381 | 6.8731 | 7.7371 | 14.6658 | 7.7764 | 10.7343 | 5.1749 | 4.8406 | 8.0323 | 4.9348 | 6.3372 | 8.8479 | 9.8327 | 8.2992 | 6.7931 | 6.4177 | 10.964 | 5.6569 | 9.0375 | 4.7462 | 6.0713 | 4.6002 | 7.8934 | 6.2186 | 5.2435 | 7.2674 | 10.4433 | 8.9736 | 11.6397 | 5.7667 | 5.7048 | 7.7444 | 6.0917 | 6.9196 | 12.8514 | 6.81 | 9.2425 | 4.2526 | 4.0059 | 6.5875 | 4.0584 | 5.0812 | 7.1909 | 8.0052 | 6.7145 | 5.6175 | 5.2111 | 8.8773 | 4.5989 | 7.2441 | 3.9589 | 5.1163 | 3.8036 | 6.4003 | 5.1283 | 4.4363 | 5.9136 | 8.3956 | 7.224 | 9.3873 | 4.754 | 4.6796 | 6.2269 | 5.0356 | 5.7925 | 10.453 | 5.5356 | 7.3734
1401 | 3.1593 | 6.8629 | 3.8973 | 4.9834 | 4.3495 | 6.6405 | 5.2714 | 5.9903 | 5.491 | 10.4733 | 6.3651 | 7.9512 | 7.1612 | 14.805 | 8.7592 | 10.9512 | 6.5191 | 6.037 | 10.0039 | 6.283 | 8.2985 | 11.2352 | 12.7613 | 10.7817 | 8.7185 | 8.3441 | 14.2851 | 7.2923 | 11.9281 | 5.8927 | 7.5165 | 5.8154 | 10.2368 | 7.8559 | 6.3595 | 9.3226 | 13.7041 | 11.7256 | 15.1483 | 7.2978 | 7.288 | 10.2502 | 7.7326 | 8.5575 | 16.5504 | 8.7579 | 12.3169 | 5.8556 | 5.4509 | 9.1179 | 5.591 | 7.3068 | 10.1079 | 11.2209 | 9.524 | 7.6681 | 7.3435 | 12.5664 | 6.4647 | 10.4484 | 5.3202 | 6.756 | 5.1972 | 9.0431 | 7.0332 | 5.8156 | 8.3022 | 12.0392 | 10.3409 | 13.3729 | 6.5181 | 6.4826 | 8.941 | 6.8756 | 7.7396 | 14.671 | 7.7794 | 10.7377 | 5.1766 | 4.8421 | 8.0349 | 4.9364 | 6.3393 | 8.8515 | 9.8358 | 8.3022 | 6.7952 | 6.42 | 10.9675 | 5.6588 | 9.0403 | 4.7477 | 6.0732 | 4.6017 | 7.8959 | 6.2206 | 5.2451 | 7.2701 | 10.447 | 8.9769 | 11.6441 | 5.7686 | 5.7066 | 7.7469 | 6.094 | 6.9219 | 12.8558 | 6.8126 | 9.2454 | 4.2539 | 4.0072 | 6.5896 | 4.0597 | 5.0828 | 7.1937 | 8.0077 | 6.7169 | 5.6193 | 5.2129 | 8.88 | 4.6005 | 7.2464 | 3.9602 | 5.1179 | 3.8048 | 6.4023 | 5.13 | 4.4377 | 5.9157 | 8.3986 | 7.2266 | 9.3908 | 4.7556 | 4.6811 | 6.2289 | 5.0374 | 5.7944 | 10.4565 | 5.5377 | 7.3757
1402 | 3.1595 | 6.8664 | 3.8976 | 4.9838 | 4.3498 | 6.641 | 5.2716 | 5.9905 | 5.492 | 10.4765 | 6.3662 | 7.9525 | 7.1625 | 14.81 | 8.7605 | 10.9525 | 6.5212 | 6.039 | 10.0072 | 6.285 | 8.3013 | 11.2397 | 12.7655 | 10.7856 | 8.7214 | 8.3471 | 14.2897 | 7.2948 | 11.9318 | 5.8946 | 7.5189 | 5.8173 | 10.2401 | 7.8586 | 6.3615 | 9.3261 | 13.7091 | 11.7299 | 15.1543 | 7.3003 | 7.2904 | 10.2536 | 7.7355 | 8.5603 | 16.5564 | 8.7613 | 12.3208 | 5.8575 | 5.4526 | 9.1209 | 5.5928 | 7.3093 | 10.1119 | 11.2245 | 9.5275 | 7.6706 | 7.3462 | 12.5704 | 6.4669 | 10.4517 | 5.3219 | 6.7581 | 5.1989 | 9.046 | 7.0356 | 5.8174 | 8.3053 | 12.0435 | 10.3447 | 13.3781 | 6.5203 | 6.4847 | 8.9439 | 6.8781 | 7.7422 | 14.6761 | 7.7824 | 10.7411 | 5.1783 | 4.8436 | 8.0375 | 4.9379 | 6.3414 | 8.855 | 9.839 | 8.3052 | 6.7974 | 6.4223 | 10.971 | 5.6607 | 9.0432 | 4.7492 | 6.0751 | 4.6032 | 7.8984 | 6.2227 | 5.2468 | 7.2727 | 10.4508 | 8.9802 | 11.6485 | 5.7705 | 5.7084 | 7.7494 | 6.0962 | 6.9241 | 12.8602 | 6.8152 | 9.2483 | 4.2553 | 4.0084 | 6.5917 | 4.061 | 5.0845 | 7.1965 | 8.0102 | 6.7193 | 5.621 | 5.2148 | 8.8828 | 4.602 | 7.2487 | 3.9614 | 5.1195 | 3.806 | 6.4043 | 5.1317 | 4.4391 | 5.9179 | 8.4016 | 7.2293 | 9.3943 | 4.7572 | 4.6826 | 6.2309 | 5.0393 | 5.7962 | 10.4599 | 5.5398 | 7.378
1403 | 3.1598 | 6.87 | 3.898 | 4.9843 | 4.3502 | 6.6415 | 5.2719 | 5.9908 | 5.493 | 10.4798 | 6.3673 | 7.9538 | 7.1638 | 14.815 | 8.7617 | 10.9537 | 6.5233 | 6.0409 | 10.0105 | 6.287 | 8.3041 | 11.2443 | 12.7697 | 10.7896 | 8.7242 | 8.3502 | 14.2943 | 7.2973 | 11.9355 | 5.8965 | 7.5213 | 5.8193 | 10.2434 | 7.8613 | 6.3635 | 9.3296 | 13.7141 | 11.7343 | 15.1604 | 7.3028 | 7.2927 | 10.2569 | 7.7383 | 8.5632 | 16.5624 | 8.7647 | 12.3247 | 5.8594 | 5.4543 | 9.1239 | 5.5946 | 7.3117 | 10.116 | 11.2282 | 9.531 | 7.6731 | 7.3489 | 12.5744 | 6.4691 | 10.4549 | 5.3236 | 6.7603 | 5.2006 | 9.0489 | 7.0379 | 5.8192 | 8.3083 | 12.0479 | 10.3485 | 13.3833 | 6.5225 | 6.4868 | 8.9468 | 6.8806 | 7.7447 | 14.6813 | 7.7854 | 10.7445 | 5.18 | 4.8451 | 8.0401 | 4.9395 | 6.3435 | 8.8585 | 9.8421 | 8.3082 | 6.7996 | 6.4247 | 10.9744 | 5.6626 | 9.046 | 4.7507 | 6.077 | 4.6047 | 7.9009 | 6.2247 | 5.2484 | 7.2754 | 10.4546 | 8.9835 | 11.653 | 5.7725 | 5.7103 | 7.7519 | 6.0984 | 6.9264 | 12.8646 | 6.8179 | 9.2512 | 4.2566 | 4.0096 | 6.5938 | 4.0623 | 5.0861 | 7.1994 | 8.0127 | 6.7217 | 5.6228 | 5.2167 | 8.8856 | 4.6035 | 7.2509 | 3.9626 | 5.1211 | 3.8072 | 6.4063 | 5.1333 | 4.4404 | 5.92 | 8.4046 | 7.2319 | 9.3977 | 4.7587 | 4.6841 | 6.2329 | 5.0411 | 5.7981 | 10.4634 | 5.5419 | 7.3803
1404 | 3.1601 | 6.8736 | 3.8983 | 4.9847 | 4.3505 | 6.642 | 5.2721 | 5.991 | 5.494 | 10.483 | 6.3684 | 7.955 | 7.165 | 14.82 | 8.763 | 10.955 | 6.5255 | 6.0428 | 10.0137 | 6.289 | 8.3068 | 11.2488 | 12.7739 | 10.7936 | 8.7271 | 8.3532 | 14.2989 | 7.2998 | 11.9392 | 5.8984 | 7.5238 | 5.8212 | 10.2467 | 7.8639 | 6.3655 | 9.3331 | 13.719 | 11.7386 | 15.1664 | 7.3052 | 7.2951 | 10.2603 | 7.7412 | 8.566 | 16.5685 | 8.7682 | 12.3287 | 5.8613 | 5.4561 | 9.1269 | 5.5963 | 7.3141 | 10.12 | 11.2318 | 9.5345 | 7.6756 | 7.3516 | 12.5784 | 6.4713 | 10.4582 | 5.3253 | 6.7624 | 5.2024 | 9.0518 | 7.0403 | 5.821 | 8.3114 | 12.0522 | 10.3523 | 13.3886 | 6.5248 | 6.4889 | 8.9497 | 6.8832 | 7.7473 | 14.6865 | 7.7884 | 10.7479 | 5.1816 | 4.8466 | 8.0427 | 4.9411 | 6.3456 | 8.8621 | 9.8453 | 8.3112 | 6.8018 | 6.427 | 10.9779 | 5.6645 | 9.0489 | 4.7522 | 6.0789 | 4.6062 | 7.9035 | 6.2268 | 5.25 | 7.278 | 10.4583 | 8.9867 | 11.6574 | 5.7744 | 5.7121 | 7.7543 | 6.1007 | 6.9287 | 12.8691 | 6.8205 | 9.2542 | 4.258 | 4.0109 | 6.5959 | 4.0636 | 5.0877 | 7.2022 | 8.0153 | 6.7242 | 5.6246 | 5.2185 | 8.8883 | 4.605 | 7.2532 | 3.9638 | 5.1227 | 3.8084 | 6.4084 | 5.135 | 4.4418 | 5.9222 | 8.4076 | 7.2345 | 9.4012 | 4.7603 | 4.6856 | 6.2349 | 5.043 | 5.8 | 10.4668 | 5.544 | 7.3827
1405 | 3.1604 | 6.8771 | 3.8986 | 4.9851 | 4.3509 | 6.6425 | 5.2723 | 5.9912 | 5.495 | 10.4863 | 6.3695 | 7.9562 | 7.1662 | 14.825 | 8.7642 | 10.9562 | 6.5276 | 6.0447 | 10.017 | 6.2911 | 8.3096 | 11.2533 | 12.7781 | 10.7976 | 8.73 | 8.3563 | 14.3036 | 7.3022 | 11.9429 | 5.9002 | 7.5262 | 5.8231 | 10.25 | 7.8666 | 6.3675 | 9.3365 | 13.724 | 11.7429 | 15.1724 | 7.3077 | 7.2975 | 10.2637 | 7.7441 | 8.5688 | 16.5745 | 8.7716 | 12.3326 | 5.8633 | 5.4578 | 9.1298 | 5.5981 | 7.3166 | 10.1241 | 11.2354 | 9.5379 | 7.6781 | 7.3542 | 12.5825 | 6.4735 | 10.4615 | 5.3269 | 6.7646 | 5.2041 | 9.0546 | 7.0427 | 5.8229 | 8.3145 | 12.0566 | 10.3561 | 13.3938 | 6.527 | 6.4909 | 8.9526 | 6.8857 | 7.7498 | 14.6917 | 7.7915 | 10.7513 | 5.1833 | 4.8481 | 8.0452 | 4.9427 | 6.3477 | 8.8656 | 9.8485 | 8.3143 | 6.8039 | 6.4293 | 10.9814 | 5.6665 | 9.0517 | 4.7537 | 6.0809 | 4.6077 | 7.906 | 6.2289 | 5.2517 | 7.2807 | 10.4621 | 8.99 | 11.6618 | 5.7763 | 5.7139 | 7.7568 | 6.1029 | 6.9309 | 12.8735 | 6.8231 | 9.2571 | 4.2594 | 4.0121 | 6.5979 | 4.0649 | 5.0894 | 7.205 | 8.0178 | 6.7266 | 5.6263 | 5.2204 | 8.8911 | 4.6066 | 7.2555 | 3.9651 | 5.1242 | 3.8096 | 6.4104 | 5.1367 | 4.4432 | 5.9243 | 8.4106 | 7.2371 | 9.4047 | 4.7619 | 4.687 | 6.2368 | 5.0448 | 5.8018 | 10.4703 | 5.5461 | 7.385
1406 | 3.1606 | 6.8807 | 3.8989 | 4.9855 | 4.3513 | 6.643 | 5.2725 | 5.9915 | 5.496 | 10.4895 | 6.3706 | 7.9575 | 7.1675 | 14.83 | 8.7655 | 10.9575 | 6.5297 | 6.0466 | 10.0203 | 6.2931 | 8.3124 | 11.2579 | 12.7823 | 10.8016 | 8.7328 | 8.3593 | 14.3082 | 7.3047 | 11.9466 | 5.9021 | 7.5286 | 5.8251 | 10.2533 | 7.8693 | 6.3695 | 9.34 | 13.729 | 11.7473 | 15.1785 | 7.3102 | 7.2998 | 10.267 | 7.7469 | 8.5717 | 16.5805 | 8.775 | 12.3365 | 5.8652 | 5.4595 | 9.1328 | 5.5999 | 7.319 | 10.1282 | 11.2391 | 9.5414 | 7.6806 | 7.3569 | 12.5865 | 6.4757 | 10.4647 | 5.3286 | 6.7668 | 5.2058 | 9.0575 | 7.045 | 5.8247 | 8.3175 | 12.061 | 10.3599 | 13.399 | 6.5292 | 6.493 | 8.9555 | 6.8882 | 7.7523 | 14.6969 | 7.7945 | 10.7547 | 5.185 | 4.8496 | 8.0478 | 4.9443 | 6.3498 | 8.8691 | 9.8516 | 8.3173 | 6.8061 | 6.4317 | 10.9848 | 5.6684 | 9.0545 | 4.7552 | 6.0828 | 4.6092 | 7.9085 | 6.2309 | 5.2533 | 7.2834 | 10.4659 | 8.9933 | 11.6663 | 5.7783 | 5.7158 | 7.7593 | 6.1051 | 6.9332 | 12.8779 | 6.8257 | 9.26 | 4.2607 | 4.0133 | 6.6 | 4.0662 | 5.091 | 7.2079 | 8.0203 | 6.729 | 5.6281 | 5.2223 | 8.8939 | 4.6081 | 7.2577 | 3.9663 | 5.1258 | 3.8108 | 6.4124 | 5.1383 | 4.4445 | 5.9264 | 8.4136 | 7.2398 | 9.4081 | 4.7635 | 4.6885 | 6.2388 | 5.0466 | 5.8037 | 10.4737 | 5.5482 | 7.3873
1407 | 3.1609 | 6.8843 | 3.8993 | 4.986 | 4.3516 | 6.6435 | 5.2727 | 5.9918 | 5.497 | 10.4928 | 6.3717 | 7.9588 | 7.1688 | 14.835 | 8.7668 | 10.9588 | 6.5318 | 6.0486 | 10.0236 | 6.2951 | 8.3152 | 11.2624 | 12.7865 | 10.8056 | 8.7357 | 8.3624 | 14.3128 | 7.3072 | 11.9504 | 5.904 | 7.531 | 5.827 | 10.2566 | 7.872 | 6.3715 | 9.3435 | 13.734 | 11.7516 | 15.1845 | 7.3127 | 7.3022 | 10.2704 | 7.7498 | 8.5745 | 16.5865 | 8.7784 | 12.3404 | 5.8671 | 5.4612 | 9.1358 | 5.6017 | 7.3215 | 10.1322 | 11.2427 | 9.5449 | 7.6831 | 7.3596 | 12.5905 | 6.4779 | 10.468 | 5.3303 | 6.7689 | 5.2075 | 9.0604 | 7.0474 | 5.8265 | 8.3206 | 12.0653 | 10.3637 | 13.4042 | 6.5314 | 6.4951 | 8.9584 | 6.8907 | 7.7549 | 14.702 | 7.7975 | 10.7581 | 5.1867 | 4.8511 | 8.0504 | 4.9458 | 6.3519 | 8.8726 | 9.8548 | 8.3203 | 6.8083 | 6.434 | 10.9883 | 5.6703 | 9.0574 | 4.7567 | 6.0847 | 4.6107 | 7.911 | 6.233 | 5.255 | 7.286 | 10.4697 | 8.9966 | 11.6707 | 5.7802 | 5.7176 | 7.7618 | 6.1073 | 6.9354 | 12.8823 | 6.8284 | 9.2629 | 4.2621 | 4.0145 | 6.6021 | 4.0675 | 5.0927 | 7.2107 | 8.0228 | 6.7314 | 5.6298 | 5.2242 | 8.8967 | 4.6096 | 7.26 | 3.9675 | 5.1274 | 3.812 | 6.4144 | 5.14 | 4.4459 | 5.9286 | 8.4166 | 7.2424 | 9.4116 | 4.765 | 4.69 | 6.2408 | 5.0485 | 5.8055 | 10.4771 | 5.5503 | 7.3896
1408 | 3.1612 | 6.8878 | 3.8996 | 4.9864 | 4.352 | 6.644 | 5.273 | 5.992 | 5.498 | 10.496 | 6.3728 | 7.96 | 7.17 | 14.84 | 8.768 | 10.96 | 6.534 | 6.0505 | 10.0269 | 6.2972 | 8.318 | 11.2669 | 12.7907 | 10.8095 | 8.7385 | 8.3654 | 14.3174 | 7.3097 | 11.9541 | 5.9059 | 7.5334 | 5.829 | 10.2598 | 7.8746 | 6.3736 | 9.3469 | 13.7389 | 11.756 | 15.1906 | 7.3152 | 7.3045 | 10.2737 | 7.7526 | 8.5773 | 16.5925 | 8.7818 | 12.3444 | 5.869 | 5.4629 | 9.1388 | 5.6035 | 7.3239 | 10.1363 | 11.2464 | 9.5484 | 7.6855 | 7.3623 | 12.5945 | 6.48 | 10.4713 | 5.332 | 6.7711 | 5.2092 | 9.0633 | 7.0497 | 5.8284 | 8.3237 | 12.0697 | 10.3675 | 13.4094 | 6.5336 | 6.4972 | 8.9613 | 6.8932 | 7.7574 | 14.7072 | 7.8005 | 10.7615 | 5.1884 | 4.8526 | 8.053 | 4.9474 | 6.354 | 8.8762 | 9.8579 | 8.3233 | 6.8104 | 6.4363 | 10.9918 | 5.6722 | 9.0602 | 4.7582 | 6.0866 | 4.6122 | 7.9135 | 6.235 | 5.2566 | 7.2887 | 10.4734 | 8.9999 | 11.6751 | 5.7821 | 5.7194 | 7.7643 | 6.1096 | 6.9377 | 12.8867 | 6.831 | 9.2658 | 4.2634 | 4.0158 | 6.6042 | 4.0688 | 5.0943 | 7.2135 | 8.0253 | 6.7338 | 5.6316 | 5.226 | 8.8994 | 4.6112 | 7.2623 | 3.9688 | 5.129 | 3.8132 | 6.4164 | 5.1417 | 4.4473 | 5.9307 | 8.4196 | 7.245 | 9.4151 | 4.7666 | 4.6915 | 6.2428 | 5.0503 | 5.8074 | 10.4806 | 5.5524 | 7.3919
1409 | 3.1615 | 6.8914 | 3.8999 | 4.9868 | 4.3524 | 6.6445 | 5.2732 | 5.9923 | 5.499 | 10.4992 | 6.3739 | 7.9612 | 7.1712 | 14.845 | 8.7692 | 10.9612 | 6.5361 | 6.0524 | 10.0302 | 6.2992 | 8.3208 | 11.2715 | 12.7949 | 10.8135 | 8.7414 | 8.3685 | 14.322 | 7.3121 | 11.9578 | 5.9077 | 7.5359 | 5.8309 | 10.2631 | 7.8773 | 6.3756 | 9.3504 | 13.7439 | 11.7603 | 15.1966 | 7.3177 | 7.3069 | 10.2771 | 7.7555 | 8.5802 | 16.5985 | 8.7852 | 12.3483 | 5.8709 | 5.4647 | 9.1417 | 5.6053 | 7.3264 | 10.1403 | 11.25 | 9.5519 | 7.688 | 7.3649 | 12.5985 | 6.4822 | 10.4746 | 5.3337 | 6.7732 | 5.2109 | 9.0662 | 7.0521 | 5.8302 | 8.3268 | 12.074 | 10.3713 | 13.4146 | 6.5358 | 6.4993 | 8.9642 | 6.8958 | 7.76 | 14.7124 | 7.8035 | 10.7649 | 5.19 | 4.8542 | 8.0556 | 4.949 | 6.3561 | 8.8797 | 9.8611 | 8.3264 | 6.8126 | 6.4387 | 10.9953 | 5.6741 | 9.063 | 4.7597 | 6.0885 | 4.6137 | 7.916 | 6.2371 | 5.2582 | 7.2914 | 10.4772 | 9.0032 | 11.6796 | 5.7841 | 5.7213 | 7.7668 | 6.1118 | 6.9399 | 12.8911 | 6.8336 | 9.2687 | 4.2648 | 4.017 | 6.6063 | 4.07 | 5.096 | 7.2163 | 8.0279 | 6.7362 | 5.6334 | 5.2279 | 8.9022 | 4.6127 | 7.2646 | 3.97 | 5.1306 | 3.8145 | 6.4184 | 5.1433 | 4.4486 | 5.9328 | 8.4227 | 7.2476 | 9.4185 | 4.7682 | 4.693 | 6.2447 | 5.0521 | 5.8093 | 10.484 | 5.5546 | 7.3942
1410 | 3.1617 | 6.895 | 3.9002 | 4.9872 | 4.3527 | 6.645 | 5.2734 | 5.9925 | 5.5 | 10.5025 | 6.375 | 7.9625 | 7.1725 | 14.85 | 8.7705 | 10.9625 | 6.5382 | 6.0543 | 10.0335 | 6.3012 | 8.3235 | 11.276 | 12.7991 | 10.8175 | 8.7443 | 8.3715 | 14.3266 | 7.3146 | 11.9615 | 5.9096 | 7.5383 | 5.8328 | 10.2664 | 7.88 | 6.3776 | 9.3539 | 13.7489 | 11.7647 | 15.2027 | 7.3202 | 7.3093 | 10.2804 | 7.7583 | 8.583 | 16.6045 | 8.7886 | 12.3522 | 5.8728 | 5.4664 | 9.1447 | 5.6071 | 7.3288 | 10.1444 | 11.2537 | 9.5554 | 7.6905 | 7.3676 | 12.6025 | 6.4844 | 10.4778 | 5.3354 | 6.7754 | 5.2126 | 9.0691 | 7.0544 | 5.832 | 8.3298 | 12.0784 | 10.3751 | 13.4198 | 6.538 | 6.5014 | 8.9671 | 6.8983 | 7.7625 | 14.7176 | 7.8065 | 10.7683 | 5.1917 | 4.8557 | 8.0582 | 4.9506 | 6.3582 | 8.8832 | 9.8642 | 8.3294 | 6.8148 | 6.441 | 10.9988 | 5.676 | 9.0659 | 4.7612 | 6.0905 | 4.6152 | 7.9185 | 6.2392 | 5.2599 | 7.294 | 10.481 | 9.0065 | 11.684 | 5.786 | 5.7231 | 7.7693 | 6.114 | 6.9422 | 12.8955 | 6.8363 | 9.2716 | 4.2662 | 4.0182 | 6.6084 | 4.0713 | 5.0976 | 7.2192 | 8.0304 | 6.7386 | 5.6351 | 5.2298 | 8.905 | 4.6142 | 7.2668 | 3.9712 | 5.1322 | 3.8157 | 6.4205 | 5.145 | 4.45 | 5.935 | 8.4257 | 7.2503 | 9.422 | 4.7698 | 4.6945 | 6.2467 | 5.054 | 5.8111 | 10.4875 | 5.5567 | 7.3965
1411 | 3.162 | 6.8985 | 3.9006 | 4.9877 | 4.3531 | 6.6455 | 5.2736 | 5.9928 | 5.501 | 10.5058 | 6.3761 | 7.9638 | 7.1738 | 14.855 | 8.7717 | 10.9637 | 6.5403 | 6.0563 | 10.0367 | 6.3032 | 8.3263 | 11.2805 | 12.8033 | 10.8215 | 8.7471 | 8.3746 | 14.3312 | 7.3171 | 11.9652 | 5.9115 | 7.5407 | 5.8348 | 10.2697 | 7.8826 | 6.3796 | 9.3573 | 13.7538 | 11.769 | 15.2087 | 7.3227 | 7.3116 | 10.2838 | 7.7612 | 8.5858 | 16.6106 | 8.792 | 12.3561 | 5.8747 | 5.4681 | 9.1477 | 5.6089 | 7.3312 | 10.1484 | 11.2573 | 9.5589 | 7.693 | 7.3703 | 12.6066 | 6.4866 | 10.4811 | 5.3371 | 6.7775 | 5.2143 | 9.072 | 7.0568 | 5.8339 | 8.3329 | 12.0827 | 10.3789 | 13.425 | 6.5402 | 6.5035 | 8.97 | 6.9008 | 7.7651 | 14.7228 | 7.8096 | 10.7716 | 5.1934 | 4.8572 | 8.0608 | 4.9522 | 6.3603 | 8.8867 | 9.8674 | 8.3324 | 6.817 | 6.4433 | 11.0022 | 5.6779 | 9.0687 | 4.7627 | 6.0924 | 4.6167 | 7.9211 | 6.2412 | 5.2615 | 7.2967 | 10.4847 | 9.0097 | 11.6884 | 5.7879 | 5.7249 | 7.7718 | 6.1163 | 6.9445 | 12.9 | 6.8389 | 9.2745 | 4.2675 | 4.0194 | 6.6105 | 4.0726 | 5.0993 | 7.222 | 8.0329 | 6.741 | 5.6369 | 5.2317 | 8.9077 | 4.6157 | 7.2691 | 3.9724 | 5.1338 | 3.8169 | 6.4225 | 5.1467 | 4.4514 | 5.9371 | 8.4287 | 7.2529 | 9.4255 | 4.7713 | 4.6959 | 6.2487 | 5.0558 | 5.813 | 10.4909 | 5.5588 | 7.3989
1412 | 3.1623 | 6.9021 | 3.9009 | 4.9881 | 4.3535 | 6.646 | 5.2738 | 5.993 | 5.502 | 10.509 | 6.3772 | 7.965 | 7.175 | 14.86 | 8.773 | 10.965 | 6.5425 | 6.0582 | 10.04 | 6.3053 | 8.3291 | 11.2851 | 12.8075 | 10.8255 | 8.75 | 8.3776 | 14.3359 | 7.3196 | 11.9689 | 5.9134 | 7.5431 | 5.8367 | 10.273 | 7.8853 | 6.3816 | 9.3608 | 13.7588 | 11.7734 | 15.2148 | 7.3252 | 7.314 | 10.2871 | 7.764 | 8.5887 | 16.6166 | 8.7955 | 12.3601 | 5.8766 | 5.4698 | 9.1507 | 5.6107 | 7.3337 | 10.1525 | 11.261 | 9.5624 | 7.6955 | 7.373 | 12.6106 | 6.4888 | 10.4844 | 5.3388 | 6.7797 | 5.2161 | 9.0749 | 7.0591 | 5.8357 | 8.336 | 12.0871 | 10.3827 | 13.4302 | 6.5424 | 6.5056 | 8.9729 | 6.9033 | 7.7676 | 14.7279 | 7.8126 | 10.775 | 5.1951 | 4.8587 | 8.0634 | 4.9537 | 6.3624 | 8.8903 | 9.8706 | 8.3354 | 6.8191 | 6.4457 | 11.0057 | 5.6798 | 9.0716 | 4.7642 | 6.0943 | 4.6182 | 7.9236 | 6.2433 | 5.2631 | 7.2994 | 10.4885 | 9.013 | 11.6929 | 5.7899 | 5.7267 | 7.7743 | 6.1185 | 6.9467 | 12.9044 | 6.8415 | 9.2775 | 4.2689 | 4.0207 | 6.6126 | 4.0739 | 5.1009 | 7.2248 | 8.0354 | 6.7435 | 5.6387 | 5.2335 | 8.9105 | 4.6173 | 7.2714 | 3.9737 | 5.1354 | 3.8181 | 6.4245 | 5.1483 | 4.4527 | 5.9392 | 8.4317 | 7.2555 | 9.4289 | 4.7729 | 4.6974 | 6.2507 | 5.0576 | 5.8149 | 10.4944 | 5.5609 | 7.4012
1413 | 3.1626 | 6.9057 | 3.9012 | 4.9885 | 4.3538 | 6.6465 | 5.2741 | 5.9932 | 5.503 | 10.5122 | 6.3783 | 7.9663 | 7.1763 | 14.865 | 8.7742 | 10.9662 | 6.5446 | 6.0601 | 10.0433 | 6.3073 | 8.3319 | 11.2896 | 12.8117 | 10.8295 | 8.7528 | 8.3807 | 14.3405 | 7.3221 | 11.9727 | 5.9153 | 7.5456 | 5.8386 | 10.2763 | 7.888 | 6.3836 | 9.3643 | 13.7638 | 11.7777 | 15.2208 | 7.3277 | 7.3163 | 10.2905 | 7.7669 | 8.5915 | 16.6226 | 8.7989 | 12.364 | 5.8785 | 5.4715 | 9.1536 | 5.6125 | 7.3361 | 10.1565 | 11.2646 | 9.5658 | 7.698 | 7.3757 | 12.6146 | 6.491 | 10.4877 | 5.3404 | 6.7818 | 5.2178 | 9.0778 | 7.0615 | 5.8375 | 8.3391 | 12.0914 | 10.3865 | 13.4354 | 6.5446 | 6.5076 | 8.9758 | 6.9059 | 7.7702 | 14.7331 | 7.8156 | 10.7784 | 5.1967 | 4.8602 | 8.066 | 4.9553 | 6.3645 | 8.8938 | 9.8737 | 8.3384 | 6.8213 | 6.448 | 11.0092 | 5.6817 | 9.0744 | 4.7657 | 6.0962 | 4.6196 | 7.9261 | 6.2454 | 5.2648 | 7.302 | 10.4923 | 9.0163 | 11.6973 | 5.7918 | 5.7286 | 7.7768 | 6.1207 | 6.949 | 12.9088 | 6.8441 | 9.2804 | 4.2703 | 4.0219 | 6.6146 | 4.0752 | 5.1026 | 7.2277 | 8.0379 | 6.7459 | 5.6404 | 5.2354 | 8.9133 | 4.6188 | 7.2736 | 3.9749 | 5.137 | 3.8193 | 6.4265 | 5.15 | 4.4541 | 5.9414 | 8.4347 | 7.2581 | 9.4324 | 4.7745 | 4.6989 | 6.2526 | 5.0595 | 5.8167 | 10.4978 | 5.563 | 7.4035
1414 | 3.1628 | 6.9093 | 3.9015 | 4.9889 | 4.3542 | 6.647 | 5.2743 | 5.9935 | 5.504 | 10.5155 | 6.3794 | 7.9675 | 7.1775 | 14.87 | 8.7755 | 10.9675 | 6.5467 | 6.062 | 10.0466 | 6.3093 | 8.3347 | 11.2941 | 12.8159 | 10.8334 | 8.7557 | 8.3837 | 14.3451 | 7.3245 | 11.9764 | 5.9171 | 7.548 | 5.8406 | 10.2796 | 7.8906 | 6.3856 | 9.3678 | 13.7688 | 11.782 | 15.2268 | 7.3302 | 7.3187 | 10.2938 | 7.7698 | 8.5943 | 16.6286 | 8.8023 | 12.3679 | 5.8804 | 5.4733 | 9.1566 | 5.6143 | 7.3386 | 10.1606 | 11.2682 | 9.5693 | 7.7004 | 7.3783 | 12.6186 | 6.4932 | 10.4909 | 5.3421 | 6.784 | 5.2195 | 9.0807 | 7.0638 | 5.8394 | 8.3421 | 12.0958 | 10.3903 | 13.4406 | 6.5468 | 6.5097 | 8.9787 | 6.9084 | 7.7727 | 14.7383 | 7.8186 | 10.7818 | 5.1984 | 4.8617 | 8.0686 | 4.9569 | 6.3665 | 8.8973 | 9.8769 | 8.3415 | 6.8235 | 6.4503 | 11.0127 | 5.6836 | 9.0772 | 4.7671 | 6.0981 | 4.6211 | 7.9286 | 6.2474 | 5.2664 | 7.3047 | 10.496 | 9.0196 | 11.7017 | 5.7937 | 5.7304 | 7.7793 | 6.123 | 6.9512 | 12.9132 | 6.8468 | 9.2833 | 4.2716 | 4.0231 | 6.6167 | 4.0765 | 5.1042 | 7.2305 | 8.0405 | 6.7483 | 5.6422 | 5.2373 | 8.916 | 4.6203 | 7.2759 | 3.9761 | 5.1386 | 3.8205 | 6.4285 | 5.1517 | 4.4555 | 5.9435 | 8.4377 | 7.2608 | 9.4359 | 4.7761 | 4.7004 | 6.2546 | 5.0613 | 5.8186 | 10.5013 | 5.5651 | 7.4058
1415 | 3.1631 | 6.9128 | 3.9019 | 4.9894 | 4.3545 | 6.6475 | 5.2745 | 5.9938 | 5.505 | 10.5188 | 6.3805 | 7.9688 | 7.1787 | 14.875 | 8.7767 | 10.9688 | 6.5488 | 6.0639 | 10.0499 | 6.3113 | 8.3375 | 11.2987 | 12.8201 | 10.8374 | 8.7585 | 8.3868 | 14.3497 | 7.327 | 11.9801 | 5.919 | 7.5504 | 5.8425 | 10.2828 | 7.8933 | 6.3877 | 9.3712 | 13.7737 | 11.7864 | 15.2329 | 7.3327 | 7.321 | 10.2972 | 7.7726 | 8.5972 | 16.6346 | 8.8057 | 12.3718 | 5.8823 | 5.475 | 9.1596 | 5.6161 | 7.341 | 10.1646 | 11.2719 | 9.5728 | 7.7029 | 7.381 | 12.6226 | 6.4953 | 10.4942 | 5.3438 | 6.7861 | 5.2212 | 9.0836 | 7.0662 | 5.8412 | 8.3452 | 12.1001 | 10.3941 | 13.4458 | 6.549 | 6.5118 | 8.9816 | 6.9109 | 7.7753 | 14.7435 | 7.8216 | 10.7852 | 5.2001 | 4.8632 | 8.0712 | 4.9585 | 6.3686 | 8.9008 | 9.88 | 8.3445 | 6.8257 | 6.4527 | 11.0161 | 5.6855 | 9.0801 | 4.7686 | 6.1 | 4.6226 | 7.9311 | 6.2495 | 5.2681 | 7.3074 | 10.4998 | 9.0229 | 11.7062 | 5.7957 | 5.7322 | 7.7817 | 6.1252 | 6.9535 | 12.9176 | 6.8494 | 9.2862 | 4.273 | 4.0243 | 6.6188 | 4.0778 | 5.1059 | 7.2333 | 8.043 | 6.7507 | 5.6439 | 5.2392 | 8.9188 | 4.6218 | 7.2782 | 3.9773 | 5.1402 | 3.8217 | 6.4305 | 5.1533 | 4.4568 | 5.9456 | 8.4407 | 7.2634 | 9.4393 | 4.7776 | 4.7019 | 6.2566 | 5.0631 | 5.8204 | 10.5047 | 5.5672 | 7.4081
1416 | 3.1634 | 6.9164 | 3.9022 | 4.9898 | 4.3549 | 6.648 | 5.2747 | 5.994 | 5.506 | 10.522 | 6.3816 | 7.97 | 7.18 | 14.88 | 8.778 | 10.97 | 6.551 | 6.0659 | 10.0532 | 6.3134 | 8.3402 | 11.3032 | 12.8243 | 10.8414 | 8.7614 | 8.3898 | 14.3543 | 7.3295 | 11.9838 | 5.9209 | 7.5528 | 5.8445 | 10.2861 | 7.896 | 6.3897 | 9.3747 | 13.7787 | 11.7907 | 15.2389 | 7.3352 | 7.3234 | 10.3005 | 7.7755 | 8.6 | 16.6406 | 8.8091 | 12.3758 | 5.8842 | 5.4767 | 9.1626 | 5.6179 | 7.3434 | 10.1687 | 11.2755 | 9.5763 | 7.7054 | 7.3837 | 12.6266 | 6.4975 | 10.4975 | 5.3455 | 6.7883 | 5.2229 | 9.0865 | 7.0685 | 5.843 | 8.3483 | 12.1045 | 10.3979 | 13.451 | 6.5512 | 6.5139 | 8.9845 | 6.9134 | 7.7778 | 14.7487 | 7.8246 | 10.7886 | 5.2018 | 4.8647 | 8.0738 | 4.9601 | 6.3707 | 8.9044 | 9.8832 | 8.3475 | 6.8278 | 6.455 | 11.0196 | 5.6874 | 9.0829 | 4.7701 | 6.102 | 4.6241 | 7.9336 | 6.2515 | 5.2697 | 7.31 | 10.5036 | 9.0262 | 11.7106 | 5.7976 | 5.7341 | 7.7842 | 6.1274 | 6.9558 | 12.922 | 6.852 | 9.2891 | 4.2743 | 4.0256 | 6.6209 | 4.0791 | 5.1075 | 7.2361 | 8.0455 | 6.7531 | 5.6457 | 5.241 | 8.9216 | 4.6234 | 7.2805 | 3.9786 | 5.1418 | 3.8229 | 6.4326 | 5.155 | 4.4582 | 5.9478 | 8.4437 | 7.266 | 9.4428 | 4.7792 | 4.7034 | 6.2586 | 5.065 | 5.8223 | 10.5082 | 5.5693 | 7.4104
1417 | 3.1637 | 6.92 | 3.9025 | 4.9902 | 4.3553 | 6.6485 | 5.2749 | 5.9943 | 5.507 | 10.5252 | 6.3827 | 7.9713 | 7.1813 | 14.885 | 8.7792 | 10.9712 | 6.5531 | 6.0678 | 10.0565 | 6.3154 | 8.343 | 11.3077 | 12.8285 | 10.8454 | 8.7643 | 8.3929 | 14.3589 | 7.332 | 11.9875 | 5.9228 | 7.5553 | 5.8464 | 10.2894 | 7.8986 | 6.3917 | 9.3782 | 13.7837 | 11.7951 | 15.245 | 7.3377 | 7.3258 | 10.3039 | 7.7783 | 8.6028 | 16.6467 | 8.8125 | 12.3797 | 5.8861 | 5.4784 | 9.1655 | 5.6197 | 7.3459 | 10.1728 | 11.2792 | 9.5798 | 7.7079 | 7.3864 | 12.6306 | 6.4997 | 10.5007 | 5.3472 | 6.7905 | 5.2246 | 9.0894 | 7.0709 | 5.8449 | 8.3513 | 12.1089 | 10.4017 | 13.4562 | 6.5534 | 6.516 | 8.9874 | 6.916 | 7.7804 | 14.7538 | 7.8276 | 10.792 | 5.2034 | 4.8662 | 8.0764 | 4.9616 | 6.3728 | 8.9079 | 9.8864 | 8.3505 | 6.83 | 6.4573 | 11.0231 | 5.6893 | 9.0857 | 4.7716 | 6.1039 | 4.6256 | 7.9361 | 6.2536 | 5.2713 | 7.3127 | 10.5073 | 9.0295 | 11.715 | 5.7995 | 5.7359 | 7.7867 | 6.1297 | 6.958 | 12.9264 | 6.8546 | 9.292 | 4.2757 | 4.0268 | 6.623 | 4.0804 | 5.1091 | 7.239 | 8.048 | 6.7555 | 5.6475 | 5.2429 | 8.9243 | 4.6249 | 7.2827 | 3.9798 | 5.1434 | 3.8241 | 6.4346 | 5.1567 | 4.4596 | 5.9499 | 8.4467 | 7.2686 | 9.4463 | 4.7808 | 4.7049 | 6.2605 | 5.0668 | 5.8242 | 10.5116 | 5.5714 | 7.4127
1418 | 3.1639 | 6.9235 | 3.9028 | 4.9906 | 4.3556 | 6.649 | 5.2752 | 5.9945 | 5.508 | 10.5285 | 6.3838 | 7.9725 | 7.1825 | 14.89 | 8.7805 | 10.9725 | 6.5552 | 6.0697 | 10.0597 | 6.3174 | 8.3458 | 11.3123 | 12.8327 | 10.8494 | 8.7671 | 8.3959 | 14.3635 | 7.3345 | 11.9912 | 5.9247 | 7.5577 | 5.8483 | 10.2927 | 7.9013 | 6.3937 | 9.3816 | 13.7886 | 11.7994 | 15.251 | 7.3402 | 7.3281 | 10.3072 | 7.7812 | 8.6057 | 16.6527 | 8.8159 | 12.3836 | 5.888 | 5.4801 | 9.1685 | 5.6215 | 7.3483 | 10.1768 | 11.2828 | 9.5833 | 7.7104 | 7.3891 | 12.6347 | 6.5019 | 10.504 | 5.3489 | 6.7926 | 5.2263 | 9.0923 | 7.0732 | 5.8467 | 8.3544 | 12.1132 | 10.4055 | 13.4614 | 6.5556 | 6.5181 | 8.9903 | 6.9185 | 7.7829 | 14.759 | 7.8307 | 10.7954 | 5.2051 | 4.8678 | 8.079 | 4.9632 | 6.3749 | 8.9114 | 9.8895 | 8.3535 | 6.8322 | 6.4597 | 11.0266 | 5.6912 | 9.0886 | 4.7731 | 6.1058 | 4.6271 | 7.9387 | 6.2557 | 5.273 | 7.3154 | 10.5111 | 9.0327 | 11.7195 | 5.8015 | 5.7377 | 7.7892 | 6.1319 | 6.9603 | 12.9309 | 6.8573 | 9.2949 | 4.2771 | 4.028 | 6.6251 | 4.0816 | 5.1108 | 7.2418 | 8.0505 | 6.7579 | 5.6492 | 5.2448 | 8.9271 | 4.6264 | 7.285 | 3.981 | 5.145 | 3.8254 | 6.4366 | 5.1583 | 4.4609 | 5.952 | 8.4498 | 7.2713 | 9.4497 | 4.7824 | 4.7063 | 6.2625 | 5.0686 | 5.826 | 10.5151 | 5.5736 | 7.4151
1419 | 3.1642 | 6.9271 | 3.9032 | 4.9911 | 4.356 | 6.6495 | 5.2754 | 5.9947 | 5.509 | 10.5318 | 6.3849 | 7.9737 | 7.1837 | 14.895 | 8.7817 | 10.9737 | 6.5573 | 6.0716 | 10.063 | 6.3194 | 8.3486 | 11.3168 | 12.8369 | 10.8534 | 8.77 | 8.399 | 14.3681 | 7.3369 | 11.995 | 5.9265 | 7.5601 | 5.8503 | 10.296 | 7.904 | 6.3957 | 9.3851 | 13.7936 | 11.8038 | 15.2571 | 7.3426 | 7.3305 | 10.3106 | 7.784 | 8.6085 | 16.6587 | 8.8193 | 12.3875 | 5.89 | 5.4819 | 9.1715 | 5.6233 | 7.3508 | 10.1809 | 11.2865 | 9.5868 | 7.7129 | 7.3917 | 12.6387 | 6.5041 | 10.5073 | 5.3506 | 6.7948 | 5.228 | 9.0952 | 7.0756 | 5.8485 | 8.3575 | 12.1176 | 10.4093 | 13.4667 | 6.5578 | 6.5202 | 8.9932 | 6.921 | 7.7855 | 14.7642 | 7.8337 | 10.7988 | 5.2068 | 4.8693 | 8.0815 | 4.9648 | 6.377 | 8.9149 | 9.8927 | 8.3566 | 6.8344 | 6.462 | 11.03 | 5.6931 | 9.0914 | 4.7746 | 6.1077 | 4.6286 | 7.9412 | 6.2577 | 5.2746 | 7.318 | 10.5149 | 9.036 | 11.7239 | 5.8034 | 5.7396 | 7.7917 | 6.1341 | 6.9625 | 12.9353 | 6.8599 | 9.2978 | 4.2784 | 4.0292 | 6.6272 | 4.0829 | 5.1124 | 7.2446 | 8.0531 | 6.7603 | 5.651 | 5.2467 | 8.9299 | 4.6279 | 7.2873 | 3.9822 | 5.1465 | 3.8266 | 6.4386 | 5.16 | 4.4623 | 5.9542 | 8.4528 | 7.2739 | 9.4532 | 4.7839 | 4.7078 | 6.2645 | 5.0705 | 5.8279 | 10.5185 | 5.5757 | 7.4174
1420 | 3.1645 | 6.9307 | 3.9035 | 4.9915 | 4.3564 | 6.65 | 5.2756 | 5.995 | 5.51 | 10.535 | 6.386 | 7.975 | 7.185 | 14.9 | 8.783 | 10.975 | 6.5595 | 6.0736 | 10.0663 | 6.3215 | 8.3514 | 11.3213 | 12.8411 | 10.8573 | 8.7728 | 8.402 | 14.3727 | 7.3394 | 11.9987 | 5.9284 | 7.5625 | 5.8522 | 10.2993 | 7.9066 | 6.3977 | 9.3886 | 13.7986 | 11.8081 | 15.2631 | 7.3451 | 7.3328 | 10.3139 | 7.7869 | 8.6113 | 16.6647 | 8.8228 | 12.3915 | 5.8919 | 5.4836 | 9.1745 | 5.6251 | 7.3532 | 10.1849 | 11.2901 | 9.5903 | 7.7153 | 7.3944 | 12.6427 | 6.5063 | 10.5106 | 5.3523 | 6.7969 | 5.2298 | 9.0981 | 7.0779 | 5.8504 | 8.3606 | 12.1219 | 10.4131 | 13.4719 | 6.56 | 6.5223 | 8.9961 | 6.9235 | 7.788 | 14.7694 | 7.8367 | 10.8022 | 5.2085 | 4.8708 | 8.0841 | 4.9664 | 6.3791 | 8.9185 | 9.8958 | 8.3596 | 6.8365 | 6.4643 | 11.0335 | 5.695 | 9.0943 | 4.7761 | 6.1096 | 4.6301 | 7.9437 | 6.2598 | 5.2762 | 7.3207 | 10.5186 | 9.0393 | 11.7283 | 5.8053 | 5.7414 | 7.7942 | 6.1364 | 6.9648 | 12.9397 | 6.8625 | 9.3008 | 4.2798 | 4.0305 | 6.6292 | 4.0842 | 5.1141 | 7.2474 | 8.0556 | 6.7628 | 5.6528 | 5.2485 | 8.9326 | 4.6295 | 7.2896 | 3.9835 | 5.1481 | 3.8278 | 6.4406 | 5.1617 | 4.4637 | 5.9563 | 8.4558 | 7.2765 | 9.4567 | 4.7855 | 4.7093 | 6.2665 | 5.0723 | 5.8298 | 10.522 | 5.5778 | 7.4197
1421 | 3.1648 | 6.9328 | 3.9038 | 4.9919 | 4.3567 | 6.6504 | 5.2758 | 5.9953 | 5.511 | 10.5382 | 6.3871 | 7.9763 | 7.1863 | 14.905 | 8.7843 | 10.9763 | 6.5616 | 6.0755 | 10.0696 | 6.3235 | 8.3541 | 11.3259 | 12.8453 | 10.8613 | 8.7757 | 8.4051 | 14.3774 | 7.3419 | 12.0024 | 5.9303 | 7.565 | 5.8542 | 10.3026 | 7.9093 | 6.3997 | 9.3921 | 13.8036 | 11.8125 | 15.2692 | 7.3476 | 7.3352 | 10.3173 | 7.7897 | 8.6142 | 16.6707 | 8.8262 | 12.3954 | 5.8938 | 5.4853 | 9.1774 | 5.6269 | 7.3556 | 10.189 | 11.2938 | 9.5937 | 7.7178 | 7.3971 | 12.6467 | 6.5085 | 10.5138 | 5.3539 | 6.7991 | 5.2315 | 9.101 | 7.0803 | 5.8522 | 8.3636 | 12.1263 | 10.4169 | 13.4771 | 6.5622 | 6.5243 | 8.999 | 6.9261 | 7.7906 | 14.7746 | 7.8397 | 10.8056 | 5.2101 | 4.8723 | 8.0867 | 4.968 | 6.3812 | 8.922 | 9.899 | 8.3626 | 6.8387 | 6.4667 | 11.037 | 5.6969 | 9.0971 | 4.7776 | 6.1116 | 4.6316 | 7.9462 | 6.2618 | 5.2779 | 7.3234 | 10.5224 | 9.0426 | 11.7328 | 5.8073 | 5.7432 | 7.7967 | 6.1386 | 6.9671 | 12.9441 | 6.8651 | 9.3037 | 4.2811 | 4.0317 | 6.6313 | 4.0855 | 5.1157 | 7.2503 | 8.0581 | 6.7652 | 5.6545 | 5.2504 | 8.9354 | 4.631 | 7.2918 | 3.9847 | 5.1497 | 3.829 | 6.4427 | 5.1633 | 4.465 | 5.9584 | 8.4588 | 7.2791 | 9.4601 | 4.7871 | 4.7108 | 6.2684 | 5.0741 | 5.8316 | 10.5255 | 5.5799 | 7.422
1422 | 3.165 | 6.935 | 3.9042 | 4.9924 | 4.3571 | 6.6508 | 5.276 | 5.9955 | 5.512 | 10.5415 | 6.3882 | 7.9775 | 7.1875 | 14.91 | 8.7855 | 10.9775 | 6.5637 | 6.0774 | 10.0729 | 6.3255 | 8.3569 | 11.3304 | 12.8495 | 10.8653 | 8.7786 | 8.4081 | 14.382 | 7.3444 | 12.0061 | 5.9322 | 7.5674 | 5.8561 | 10.3058 | 7.912 | 6.4018 | 9.3955 | 13.8085 | 11.8168 | 15.2752 | 7.3501 | 7.3376 | 10.3206 | 7.7926 | 8.617 | 16.6767 | 8.8296 | 12.3993 | 5.8957 | 5.487 | 9.1804 | 5.6287 | 7.3581 | 10.193 | 11.2974 | 9.5972 | 7.7203 | 7.3998 | 12.6507 | 6.5107 | 10.5171 | 5.3556 | 6.8012 | 5.2332 | 9.1039 | 7.0827 | 5.854 | 8.3667 | 12.1306 | 10.4206 | 13.4823 | 6.5644 | 6.5264 | 9.0019 | 6.9286 | 7.7931 | 14.7798 | 7.8427 | 10.809 | 5.2118 | 4.8738 | 8.0893 | 4.9696 | 6.3833 | 8.9255 | 9.9021 | 8.3656 | 6.8409 | 6.469 | 11.0404 | 5.6988 | 9.0999 | 4.7791 | 6.1135 | 4.6331 | 7.9487 | 6.2639 | 5.2795 | 7.326 | 10.5262 | 9.0459 | 11.7372 | 5.8092 | 5.745 | 7.7992 | 6.1408 | 6.9693 | 12.9485 | 6.8678 | 9.3066 | 4.2825 | 4.0329 | 6.6334 | 4.0868 | 5.1174 | 7.2531 | 8.0606 | 6.7676 | 5.6563 | 5.2523 | 8.9382 | 4.6325 | 7.2941 | 3.9859 | 5.1513 | 3.8302 | 6.4447 | 5.165 | 4.4664 | 5.9606 | 8.4618 | 7.2818 | 9.4636 | 4.7886 | 4.7123 | 6.2704 | 5.076 | 5.8335 | 10.5289 | 5.582 | 7.4243
1423 | 3.1653 | 6.9372 | 3.9045 | 4.9928 | 4.3575 | 6.6512 | 5.2763 | 5.9958 | 5.513 | 10.5448 | 6.3893 | 7.9787 | 7.1887 | 14.915 | 8.7867 | 10.9787 | 6.5659 | 6.0793 | 10.0762 | 6.3276 | 8.3597 | 11.3349 | 12.8536 | 10.8693 | 8.7814 | 8.4112 | 14.3866 | 7.3469 | 12.0098 | 5.9341 | 7.5698 | 5.858 | 10.3091 | 7.9146 | 6.4038 | 9.399 | 13.8135 | 11.8211 | 15.2812 | 7.3526 | 7.3399 | 10.324 | 7.7955 | 8.6198 | 16.6827 | 8.833 | 12.4033 | 5.8976 | 5.4887 | 9.1834 | 5.6305 | 7.3605 | 10.1971 | 11.301 | 9.6007 | 7.7228 | 7.4025 | 12.6547 | 6.5128 | 10.5204 | 5.3573 | 6.8034 | 5.2349 | 9.1068 | 7.085 | 5.8559 | 8.3698 | 12.135 | 10.4244 | 13.4875 | 6.5666 | 6.5285 | 9.0047 | 6.9311 | 7.7957 | 14.7849 | 7.8457 | 10.8123 | 5.2135 | 4.8753 | 8.0919 | 4.9711 | 6.3854 | 8.9291 | 9.9053 | 8.3686 | 6.843 | 6.4713 | 11.0439 | 5.7007 | 9.1028 | 4.7806 | 6.1154 | 4.6346 | 7.9512 | 6.266 | 5.2812 | 7.3287 | 10.5299 | 9.0492 | 11.7416 | 5.8111 | 5.7469 | 7.8017 | 6.1431 | 6.9716 | 12.9529 | 6.8704 | 9.3095 | 4.2839 | 4.0342 | 6.6355 | 4.0881 | 5.119 | 7.2559 | 8.0631 | 6.77 | 5.658 | 5.2541 | 8.9409 | 4.6341 | 7.2964 | 3.9872 | 5.1529 | 3.8314 | 6.4467 | 5.1667 | 4.4678 | 5.9627 | 8.4648 | 7.2844 | 9.4671 | 4.7902 | 4.7138 | 6.2724 | 5.0778 | 5.8353 | 10.5324 | 5.5841 | 7.4266
1424 | 3.1656 | 6.9393 | 3.9048 | 4.9932 | 4.3578 | 6.6516 | 5.2765 | 5.996 | 5.514 | 10.548 | 6.3904 | 7.98 | 7.19 | 14.92 | 8.788 | 10.98 | 6.568 | 6.0812 | 10.0794 | 6.3296 | 8.3625 | 11.3395 | 12.8578 | 10.8733 | 8.7843 | 8.4142 | 14.3912 | 7.3493 | 12.0135 | 5.9359 | 7.5722 | 5.86 | 10.3124 | 7.9173 | 6.4058 | 9.4025 | 13.8185 | 11.8255 | 15.2873 | 7.3551 | 7.3423 | 10.3274 | 7.7983 | 8.6227 | 16.6888 | 8.8364 | 12.4072 | 5.8995 | 5.4905 | 9.1864 | 5.6323 | 7.363 | 10.2011 | 11.3047 | 9.6042 | 7.7253 | 7.4051 | 12.6588 | 6.515 | 10.5236 | 5.359 | 6.8055 | 5.2366 | 9.1097 | 7.0874 | 5.8577 | 8.3728 | 12.1393 | 10.4282 | 13.4927 | 6.5688 | 6.5306 | 9.0076 | 6.9336 | 7.7982 | 14.7901 | 7.8488 | 10.8157 | 5.2152 | 4.8768 | 8.0945 | 4.9727 | 6.3875 | 8.9326 | 9.9085 | 8.3717 | 6.8452 | 6.4737 | 11.0474 | 5.7026 | 9.1056 | 4.7821 | 6.1173 | 4.6361 | 7.9538 | 6.268 | 5.2828 | 7.3314 | 10.5337 | 9.0524 | 11.7461 | 5.8131 | 5.7487 | 7.8042 | 6.1453 | 6.9738 | 12.9574 | 6.873 | 9.3124 | 4.2852 | 4.0354 | 6.6376 | 4.0894 | 5.1207 | 7.2588 | 8.0657 | 6.7724 | 5.6598 | 5.256 | 8.9437 | 4.6356 | 7.2986 | 3.9884 | 5.1545 | 3.8326 | 6.4487 | 5.1683 | 4.4691 | 5.9648 | 8.4678 | 7.287 | 9.4705 | 4.7918 | 4.7152 | 6.2744 | 5.0796 | 5.8372 | 10.5358 | 5.5862 | 7.429
1425 | 3.1659 | 6.9415 | 3.9051 | 4.9936 | 4.3582 | 6.652 | 5.2767 | 5.9962 | 5.515 | 10.5512 | 6.3915 | 7.9813 | 7.1913 | 14.925 | 8.7892 | 10.9812 | 6.5701 | 6.0832 | 10.0827 | 6.3316 | 8.3653 | 11.344 | 12.862 | 10.8773 | 8.7871 | 8.4173 | 14.3958 | 7.3518 | 12.0173 | 5.9378 | 7.5746 | 5.8619 | 10.3157 | 7.92 | 6.4078 | 9.4059 | 13.8234 | 11.8298 | 15.2933 | 7.3576 | 7.3446 | 10.3307 | 7.8012 | 8.6255 | 16.6948 | 8.8398 | 12.4111 | 5.9014 | 5.4922 | 9.1894 | 5.6341 | 7.3654 | 10.2052 | 11.3083 | 9.6077 | 7.7278 | 7.4078 | 12.6628 | 6.5172 | 10.5269 | 5.3607 | 6.8077 | 5.2383 | 9.1126 | 7.0897 | 5.8595 | 8.3759 | 12.1437 | 10.432 | 13.4979 | 6.571 | 6.5327 | 9.0105 | 6.9361 | 7.8008 | 14.7953 | 7.8518 | 10.8191 | 5.2169 | 4.8783 | 8.0971 | 4.9743 | 6.3896 | 8.9361 | 9.9116 | 8.3747 | 6.8474 | 6.476 | 11.0509 | 5.7045 | 9.1084 | 4.7836 | 6.1192 | 4.6376 | 7.9563 | 6.2701 | 5.2844 | 7.334 | 10.5375 | 9.0557 | 11.7505 | 5.815 | 5.7505 | 7.8066 | 6.1475 | 6.9761 | 12.9618 | 6.8756 | 9.3153 | 4.2866 | 4.0366 | 6.6397 | 4.0907 | 5.1223 | 7.2616 | 8.0682 | 6.7748 | 5.6616 | 5.2579 | 8.9465 | 4.6371 | 7.3009 | 3.9896 | 5.1561 | 3.8338 | 6.4507 | 5.17 | 4.4705 | 5.967 | 8.4708 | 7.2896 | 9.474 | 4.7934 | 4.7167 | 6.2764 | 5.0815 | 5.8391 | 10.5393 | 5.5883 | 7.4313
1426 | 3.1662 | 6.9437 | 3.9055 | 4.994 | 4.3585 | 6.6524 | 5.2769 | 5.9965 | 5.516 | 10.5545 | 6.3926 | 7.9825 | 7.1925 | 14.93 | 8.7905 | 10.9825 | 6.5722 | 6.0851 | 10.086 | 6.3336 | 8.3681 | 11.3485 | 12.8662 | 10.8812 | 8.79 | 8.4203 | 14.4004 | 7.3543 | 12.021 | 5.9397 | 7.5771 | 5.8639 | 10.319 | 7.9226 | 6.4098 | 9.4094 | 13.8284 | 11.8342 | 15.2994 | 7.3601 | 7.347 | 10.3341 | 7.804 | 8.6283 | 16.7008 | 8.8432 | 12.415 | 5.9033 | 5.4939 | 9.1923 | 5.6359 | 7.3678 | 10.2092 | 11.312 | 9.6112 | 7.7302 | 7.4105 | 12.6668 | 6.5194 | 10.5302 | 5.3624 | 6.8098 | 5.24 | 9.1155 | 7.0921 | 5.8614 | 8.379 | 12.148 | 10.4358 | 13.5031 | 6.5732 | 6.5348 | 9.0134 | 6.9387 | 7.8033 | 14.8005 | 7.8548 | 10.8225 | 5.2185 | 4.8798 | 8.0997 | 4.9759 | 6.3917 | 8.9396 | 9.9148 | 8.3777 | 6.8496 | 6.4783 | 11.0543 | 5.7064 | 9.1113 | 4.7851 | 6.1211 | 4.6391 | 7.9588 | 6.2721 | 5.2861 | 7.3367 | 10.5412 | 9.059 | 11.7549 | 5.8169 | 5.7524 | 7.8091 | 6.1498 | 6.9784 | 12.9662 | 6.8783 | 9.3182 | 4.2879 | 4.0378 | 6.6418 | 4.092 | 5.124 | 7.2644 | 8.0707 | 6.7772 | 5.6633 | 5.2598 | 8.9492 | 4.6386 | 7.3032 | 3.9908 | 5.1577 | 3.835 | 6.4527 | 5.1717 | 4.4719 | 5.9691 | 8.4738 | 7.2923 | 9.4775 | 4.7949 | 4.7182 | 6.2783 | 5.0833 | 5.8409 | 10.5427 | 5.5904 | 7.4336
1427 | 3.1664 | 6.9458 | 3.9058 | 4.9945 | 4.3589 | 6.6528 | 5.2771 | 5.9968 | 5.517 | 10.5578 | 6.3937 | 7.9837 | 7.1937 | 14.935 | 8.7918 | 10.9838 | 6.5744 | 6.087 | 10.0893 | 6.3357 | 8.3708 | 11.3531 | 12.8704 | 10.8852 | 8.7928 | 8.4234 | 14.405 | 7.3568 | 12.0247 | 5.9416 | 7.5795 | 5.8658 | 10.3223 | 7.9253 | 6.4118 | 9.4129 | 13.8334 | 11.8385 | 15.3054 | 7.3626 | 7.3493 | 10.3374 | 7.8069 | 8.6312 | 16.7068 | 8.8466 | 12.419 | 5.9052 | 5.4956 | 9.1953 | 5.6377 | 7.3703 | 10.2133 | 11.3156 | 9.6147 | 7.7327 | 7.4132 | 12.6708 | 6.5216 | 10.5335 | 5.3641 | 6.812 | 5.2417 | 9.1184 | 7.0944 | 5.8632 | 8.3821 | 12.1524 | 10.4396 | 13.5083 | 6.5754 | 6.5369 | 9.0163 | 6.9412 | 7.8059 | 14.8057 | 7.8578 | 10.8259 | 5.2202 | 4.8814 | 8.1023 | 4.9775 | 6.3938 | 8.9432 | 9.9179 | 8.3807 | 6.8517 | 6.4807 | 11.0578 | 5.7083 | 9.1141 | 4.7866 | 6.1231 | 4.6406 | 7.9613 | 6.2742 | 5.2877 | 7.3394 | 10.545 | 9.0623 | 11.7594 | 5.8189 | 5.7542 | 7.8116 | 6.152 | 6.9806 | 12.9706 | 6.8809 | 9.3211 | 4.2893 | 4.0391 | 6.6439 | 4.0932 | 5.1256 | 7.2672 | 8.0732 | 6.7796 | 5.6651 | 5.2616 | 8.952 | 4.6402 | 7.3055 | 3.9921 | 5.1593 | 3.8363 | 6.4548 | 5.1733 | 4.4732 | 5.9712 | 8.4769 | 7.2949 | 9.4809 | 4.7965 | 4.7197 | 6.2803 | 5.0851 | 5.8428 | 10.5462 | 5.5926 | 7.4359
1428 | 3.1667 | 6.948 | 3.9061 | 4.9949 | 4.3593 | 6.6532 | 5.2774 | 5.997 | 5.518 | 10.561 | 6.3948 | 7.985 | 7.195 | 14.94 | 8.793 | 10.985 | 6.5765 | 6.0889 | 10.0926 | 6.3377 | 8.3736 | 11.3576 | 12.8746 | 10.8892 | 8.7957 | 8.4264 | 14.4096 | 7.3593 | 12.0284 | 5.9435 | 7.5819 | 5.8677 | 10.3256 | 7.928 | 6.4138 | 9.4164 | 13.8383 | 11.8429 | 15.3115 | 7.3651 | 7.3517 | 10.3408 | 7.8097 | 8.634 | 16.7128 | 8.85 | 12.4229 | 5.9071 | 5.4974 | 9.1983 | 5.6394 | 7.3727 | 10.2173 | 11.3193 | 9.6182 | 7.7352 | 7.4159 | 12.6748 | 6.5238 | 10.5367 | 5.3658 | 6.8141 | 5.2435 | 9.1213 | 7.0968 | 5.865 | 8.3851 | 12.1567 | 10.4434 | 13.5135 | 6.5776 | 6.539 | 9.0192 | 6.9437 | 7.8084 | 14.8108 | 7.8608 | 10.8293 | 5.2219 | 4.8829 | 8.1049 | 4.979 | 6.3959 | 8.9467 | 9.9211 | 8.3837 | 6.8539 | 6.483 | 11.0613 | 5.7102 | 9.117 | 4.7881 | 6.125 | 4.6421 | 7.9638 | 6.2763 | 5.2893 | 7.342 | 10.5488 | 9.0656 | 11.7638 | 5.8208 | 5.756 | 7.8141 | 6.1542 | 6.9829 | 12.975 | 6.8835 | 9.3241 | 4.2907 | 4.0403 | 6.646 | 4.0945 | 5.1272 | 7.2701 | 8.0757 | 6.7821 | 5.6669 | 5.2635 | 8.9548 | 4.6417 | 7.3077 | 3.9933 | 5.1609 | 3.8375 | 6.4568 | 5.175 | 4.4746 | 5.9734 | 8.4799 | 7.2975 | 9.4844 | 4.7981 | 4.7212 | 6.2823 | 5.087 | 5.8447 | 10.5496 | 5.5947 | 7.4382
1429 | 3.167 | 6.9502 | 3.9064 | 4.9953 | 4.3596 | 6.6536 | 5.2776 | 5.9973 | 5.519 | 10.5642 | 6.3959 | 7.9863 | 7.1963 | 14.945 | 8.7942 | 10.9863 | 6.5786 | 6.0909 | 10.0959 | 6.3397 | 8.3764 | 11.3621 | 12.8788 | 10.8932 | 8.7986 | 8.4295 | 14.4143 | 7.3617 | 12.0321 | 5.9453 | 7.5843 | 5.8697 | 10.3289 | 7.9307 | 6.4158 | 9.4198 | 13.8433 | 11.8472 | 15.3175 | 7.3676 | 7.3541 | 10.3441 | 7.8126 | 8.6368 | 16.7188 | 8.8535 | 12.4268 | 5.909 | 5.4991 | 9.2013 | 5.6412 | 7.3752 | 10.2214 | 11.3229 | 9.6216 | 7.7377 | 7.4185 | 12.6788 | 6.526 | 10.54 | 5.3674 | 6.8163 | 5.2452 | 9.1241 | 7.0991 | 5.8668 | 8.3882 | 12.1611 | 10.4472 | 13.5187 | 6.5798 | 6.541 | 9.0221 | 6.9462 | 7.811 | 14.816 | 7.8638 | 10.8327 | 5.2236 | 4.8844 | 8.1075 | 4.9806 | 6.398 | 8.9502 | 9.9243 | 8.3868 | 6.8561 | 6.4853 | 11.0648 | 5.7121 | 9.1198 | 4.7896 | 6.1269 | 4.6436 | 7.9663 | 6.2783 | 5.291 | 7.3447 | 10.5526 | 9.0689 | 11.7682 | 5.8227 | 5.7579 | 7.8166 | 6.1564 | 6.9851 | 12.9794 | 6.8861 | 9.327 | 4.292 | 4.0415 | 6.648 | 4.0958 | 5.1289 | 7.2729 | 8.0783 | 6.7845 | 5.6686 | 5.2654 | 8.9576 | 4.6432 | 7.31 | 3.9945 | 5.1625 | 3.8387 | 6.4588 | 5.1767 | 4.476 | 5.9755 | 8.4829 | 7.3001 | 9.4879 | 4.7997 | 4.7227 | 6.2843 | 5.0888 | 5.8465 | 10.5531 | 5.5968 | 7.4405
1430 | 3.1673 | 6.9523 | 3.9068 | 4.9958 | 4.36 | 6.654 | 5.2778 | 5.9975 | 5.52 | 10.5675 | 6.397 | 7.9875 | 7.1975 | 14.95 | 8.7955 | 10.9875 | 6.5807 | 6.0928 | 10.0992 | 6.3417 | 8.3792 | 11.3667 | 12.883 | 10.8972 | 8.8014 | 8.4325 | 14.4189 | 7.3642 | 12.0358 | 5.9472 | 7.5868 | 5.8716 | 10.3321 | 7.9333 | 6.4179 | 9.4233 | 13.8483 | 11.8516 | 15.3236 | 7.3701 | 7.3564 | 10.3475 | 7.8154 | 8.6397 | 16.7248 | 8.8569 | 12.4307 | 5.9109 | 5.5008 | 9.2042 | 5.643 | 7.3776 | 10.2255 | 11.3266 | 9.6251 | 7.7402 | 7.4212 | 12.6828 | 6.5281 | 10.5433 | 5.3691 | 6.8185 | 5.2469 | 9.127 | 7.1015 | 5.8687 | 8.3913 | 12.1655 | 10.451 | 13.5239 | 6.582 | 6.5431 | 9.025 | 6.9488 | 7.8135 | 14.8212 | 7.8668 | 10.8361 | 5.2252 | 4.8859 | 8.1101 | 4.9822 | 6.4001 | 8.9537 | 9.9274 | 8.3898 | 6.8583 | 6.4877 | 11.0682 | 5.714 | 9.1226 | 4.7911 | 6.1288 | 4.6451 | 7.9688 | 6.2804 | 5.2926 | 7.3473 | 10.5563 | 9.0722 | 11.7727 | 5.8247 | 5.7597 | 7.8191 | 6.1587 | 6.9874 | 12.9838 | 6.8888 | 9.3299 | 4.2934 | 4.0427 | 6.6501 | 4.0971 | 5.1305 | 7.2757 | 8.0808 | 6.7869 | 5.6704 | 5.2673 | 8.9603 | 4.6447 | 7.3123 | 3.9957 | 5.1641 | 3.8399 | 6.4608 | 5.1783 | 4.4773 | 5.9777 | 8.4859 | 7.3028 | 9.4913 | 4.8012 | 4.7242 | 6.2862 | 5.0907 | 5.8484 | 10.5565 | 5.5989 | 7.4428
1431 | 3.1675 | 6.9545 | 3.9071 | 4.9962 | 4.3603 | 6.6544 | 5.278 | 5.9977 | 5.521 | 10.5708 | 6.3981 | 7.9888 | 7.1988 | 14.955 | 8.7967 | 10.9887 | 6.5829 | 6.0947 | 10.1024 | 6.3438 | 8.382 | 11.3712 | 12.8872 | 10.9012 | 8.8043 | 8.4356 | 14.4235 | 7.3667 | 12.0396 | 5.9491 | 7.5892 | 5.8735 | 10.3354 | 7.936 | 6.4199 | 9.4268 | 13.8533 | 11.8559 | 15.3296 | 7.3726 | 7.3588 | 10.3508 | 7.8183 | 8.6425 | 16.7309 | 8.8603 | 12.4347 | 5.9128 | 5.5025 | 9.2072 | 5.6448 | 7.38 | 10.2295 | 11.3302 | 9.6286 | 7.7427 | 7.4239 | 12.6869 | 6.5303 | 10.5466 | 5.3708 | 6.8206 | 5.2486 | 9.1299 | 7.1038 | 5.8705 | 8.3943 | 12.1698 | 10.4548 | 13.5291 | 6.5842 | 6.5452 | 9.0279 | 6.9513 | 7.8161 | 14.8264 | 7.8699 | 10.8395 | 5.2269 | 4.8874 | 8.1127 | 4.9838 | 6.4022 | 8.9573 | 9.9306 | 8.3928 | 6.8604 | 6.49 | 11.0717 | 5.7159 | 9.1255 | 4.7926 | 6.1307 | 4.6465 | 7.9714 | 6.2825 | 5.2943 | 7.35 | 10.5601 | 9.0754 | 11.7771 | 5.8266 | 5.7615 | 7.8216 | 6.1609 | 6.9897 | 12.9883 | 6.8914 | 9.3328 | 4.2948 | 4.044 | 6.6522 | 4.0984 | 5.1322 | 7.2786 | 8.0833 | 6.7893 | 5.6721 | 5.2691 | 8.9631 | 4.6463 | 7.3145 | 3.997 | 5.1657 | 3.8411 | 6.4628 | 5.18 | 4.4787 | 5.9798 | 8.4889 | 7.3054 | 9.4948 | 4.8028 | 4.7256 | 6.2882 | 5.0925 | 5.8502 | 10.56 | 5.601 | 7.4452
1432 | 3.1678 | 6.9567 | 3.9074 | 4.9966 | 4.3606 | 6.6548 | 5.2782 | 5.998 | 5.522 | 10.574 | 6.3992 | 7.99 | 7.2 | 14.96 | 8.798 | 10.99 | 6.585 | 6.0966 | 10.1057 | 6.3458 | 8.3847 | 11.3757 | 12.8914 | 10.9051 | 8.8071 | 8.4386 | 14.4281 | 7.3692 | 12.0433 | 5.951 | 7.5916 | 5.8755 | 10.3387 | 7.9387 | 6.4219 | 9.4302 | 13.8582 | 11.8602 | 15.3356 | 7.3751 | 7.3611 | 10.3542 | 7.8212 | 8.6453 | 16.7369 | 8.8637 | 12.4386 | 5.9147 | 5.5042 | 9.2102 | 5.6466 | 7.3825 | 10.2336 | 11.3338 | 9.6321 | 7.7451 | 7.4266 | 12.6909 | 6.5325 | 10.5498 | 5.3725 | 6.8228 | 5.2503 | 9.1328 | 7.1062 | 5.8723 | 8.3974 | 12.1742 | 10.4586 | 13.5343 | 6.5864 | 6.5473 | 9.0308 | 6.9538 | 7.8186 | 14.8316 | 7.8729 | 10.8429 | 5.2286 | 4.8889 | 8.1153 | 4.9854 | 6.4042 | 8.9608 | 9.9337 | 8.3958 | 6.8626 | 6.4923 | 11.0752 | 5.7178 | 9.1283 | 4.794 | 6.1327 | 4.648 | 7.9739 | 6.2845 | 5.2959 | 7.3527 | 10.5639 | 9.0787 | 11.7815 | 5.8285 | 5.7634 | 7.8241 | 6.1631 | 6.9919 | 12.9927 | 6.894 | 9.3357 | 4.2961 | 4.0452 | 6.6543 | 4.0997 | 5.1338 | 7.2814 | 8.0858 | 6.7917 | 5.6739 | 5.271 | 8.9659 | 4.6478 | 7.3168 | 3.9982 | 5.1673 | 3.8423 | 6.4649 | 5.1817 | 4.4801 | 5.9819 | 8.4919 | 7.308 | 9.4983 | 4.8044 | 4.7271 | 6.2902 | 5.0943 | 5.8521 | 10.5634 | 5.6031 | 7.4475
1433 | 3.1681 | 6.9588 | 3.9077 | 4.997 | 4.3609 | 6.6552 | 5.2785 | 5.9982 | 5.523 | 10.5772 | 6.4003 | 7.9912 | 7.2012 | 14.965 | 8.7992 | 10.9912 | 6.5871 | 6.0985 | 10.109 | 6.3478 | 8.3875 | 11.3803 | 12.8956 | 10.9091 | 8.81 | 8.4417 | 14.4327 | 7.3716 | 12.047 | 5.9528 | 7.594 | 5.8774 | 10.342 | 7.9413 | 6.4239 | 9.4337 | 13.8632 | 11.8646 | 15.3417 | 7.3775 | 7.3635 | 10.3575 | 7.824 | 8.6482 | 16.7429 | 8.8671 | 12.4425 | 5.9167 | 5.506 | 9.2132 | 5.6484 | 7.3849 | 10.2376 | 11.3375 | 9.6356 | 7.7476 | 7.4292 | 12.6949 | 6.5347 | 10.5531 | 5.3742 | 6.8249 | 5.252 | 9.1357 | 7.1085 | 5.8742 | 8.4005 | 12.1785 | 10.4624 | 13.5396 | 6.5886 | 6.5494 | 9.0337 | 6.9563 | 7.8212 | 14.8367 | 7.8759 | 10.8463 | 5.2303 | 4.8904 | 8.1178 | 4.9869 | 6.4063 | 8.9643 | 9.9369 | 8.3989 | 6.8648 | 6.4947 | 11.0787 | 5.7197 | 9.1311 | 4.7955 | 6.1346 | 4.6495 | 7.9764 | 6.2866 | 5.2975 | 7.3553 | 10.5676 | 9.082 | 11.786 | 5.8305 | 5.7652 | 7.8266 | 6.1654 | 6.9942 | 12.9971 | 6.8966 | 9.3386 | 4.2975 | 4.0464 | 6.6564 | 4.101 | 5.1355 | 7.2842 | 8.0884 | 6.7941 | 5.6757 | 5.2729 | 8.9686 | 4.6493 | 7.3191 | 3.9994 | 5.1688 | 3.8435 | 6.4669 | 5.1833 | 4.4814 | 5.9841 | 8.4949 | 7.3106 | 9.5017 | 4.806 | 4.7286 | 6.2922 | 5.0962 | 5.854 | 10.5669 | 5.6052 | 7.4498
1434 | 3.1683 | 6.961 | 3.9081 | 4.9974 | 4.3611 | 6.6556 | 5.2787 | 5.9985 | 5.524 | 10.5805 | 6.4014 | 7.9925 | 7.2025 | 14.97 | 8.8005 | 10.9925 | 6.5892 | 6.1005 | 10.1123 | 6.3498 | 8.3903 | 11.3848 | 12.8998 | 10.9131 | 8.8129 | 8.4447 | 14.4373 | 7.3741 | 12.0507 | 5.9547 | 7.5965 | 5.8794 | 10.3453 | 7.944 | 6.4259 | 9.4372 | 13.8682 | 11.8689 | 15.3477 | 7.38 | 7.3659 | 10.3609 | 7.8269 | 8.651 | 16.7489 | 8.8705 | 12.4464 | 5.9186 | 5.5077 | 9.2161 | 5.6502 | 7.3874 | 10.2417 | 11.3411 | 9.6391 | 7.7501 | 7.4319 | 12.6989 | 6.5369 | 10.5564 | 5.3759 | 6.8271 | 5.2537 | 9.1386 | 7.1109 | 5.876 | 8.4036 | 12.1829 | 10.4662 | 13.5448 | 6.5908 | 6.5515 | 9.0366 | 6.9589 | 7.8237 | 14.8419 | 7.8789 | 10.8497 | 5.2319 | 4.8919 | 8.1204 | 4.9885 | 6.4084 | 8.9678 | 9.94 | 8.4019 | 6.867 | 6.497 | 11.0822 | 5.7216 | 9.134 | 4.797 | 6.1365 | 4.651 | 7.9789 | 6.2886 | 5.2992 | 7.358 | 10.5714 | 9.0853 | 11.7904 | 5.8324 | 5.767 | 7.8291 | 6.1676 | 6.9964 | 13.0015 | 6.8993 | 9.3415 | 4.2988 | 4.0476 | 6.6585 | 4.1023 | 5.1371 | 7.287 | 8.0909 | 6.7965 | 5.6774 | 5.2748 | 8.9714 | 4.6508 | 7.3214 | 4.0006 | 5.1704 | 3.8447 | 6.4689 | 5.185 | 4.4828 | 5.9862 | 8.4979 | 7.3133 | 9.5052 | 4.8075 | 4.7301 | 6.2941 | 5.098 | 5.8558 | 10.5703 | 5.6073 | 7.4521
1435 | 3.1686 | 6.9632 | 3.9084 | 4.9979 | 4.3614 | 6.656 | 5.2789 | 5.9988 | 5.525 | 10.5838 | 6.4025 | 7.9938 | 7.2038 | 14.975 | 8.8018 | 10.9938 | 6.5914 | 6.1024 | 10.1156 | 6.3519 | 8.3931 | 11.3893 | 12.904 | 10.9171 | 8.8157 | 8.4478 | 14.4419 | 7.3766 | 12.0544 | 5.9566 | 7.5989 | 5.8813 | 10.3486 | 7.9467 | 6.4279 | 9.4406 | 13.8731 | 11.8733 | 15.3538 | 7.3825 | 7.3682 | 10.3642 | 7.8297 | 8.6538 | 16.7549 | 8.8739 | 12.4504 | 5.9205 | 5.5094 | 9.2191 | 5.652 | 7.3898 | 10.2457 | 11.3448 | 9.6426 | 7.7526 | 7.4346 | 12.7029 | 6.5391 | 10.5596 | 5.3776 | 6.8292 | 5.2554 | 9.1415 | 7.1132 | 5.8778 | 8.4066 | 12.1872 | 10.47 | 13.55 | 6.593 | 6.5536 | 9.0395 | 6.9614 | 7.8263 | 14.8471 | 7.8819 | 10.853 | 5.2336 | 4.8934 | 8.123 | 4.9901 | 6.4105 | 8.9714 | 9.9432 | 8.4049 | 6.8691 | 6.4993 | 11.0856 | 5.7235 | 9.1368 | 4.7985 | 6.1384 | 4.6525 | 7.9814 | 6.2907 | 5.3008 | 7.3607 | 10.5752 | 9.0886 | 11.7948 | 5.8343 | 5.7688 | 7.8315 | 6.1698 | 6.9987 | 13.0059 | 6.9019 | 9.3444 | 4.3002 | 4.0489 | 6.6606 | 4.1036 | 5.1388 | 7.2899 | 8.0934 | 6.7989 | 5.6792 | 5.2766 | 8.9742 | 4.6524 | 7.3236 | 4.0019 | 5.172 | 3.8459 | 6.4709 | 5.1867 | 4.4842 | 5.9883 | 8.5009 | 7.3159 | 9.5087 | 4.8091 | 4.7316 | 6.2961 | 5.0998 | 5.8577 | 10.5738 | 5.6094 | 7.4544
1436 | 3.1689 | 6.9653 | 3.9087 | 4.9983 | 4.3617 | 6.6564 | 5.2791 | 5.999 | 5.526 | 10.587 | 6.4036 | 7.995 | 7.205 | 14.98 | 8.803 | 10.995 | 6.5935 | 6.1043 | 10.1189 | 6.3539 | 8.3959 | 11.3939 | 12.9082 | 10.9211 | 8.8186 | 8.4508 | 14.4466 | 7.3791 | 12.0581 | 5.9585 | 7.6013 | 5.8832 | 10.3519 | 7.9493 | 6.4299 | 9.4441 | 13.8781 | 11.8776 | 15.3598 | 7.385 | 7.3706 | 10.3676 | 7.8326 | 8.6567 | 16.7609 | 8.8773 | 12.4543 | 5.9224 | 5.5111 | 9.2221 | 5.6538 | 7.3922 | 10.2498 | 11.3484 | 9.6461 | 7.7551 | 7.4373 | 12.7069 | 6.5413 | 10.5629 | 5.3793 | 6.8314 | 5.2572 | 9.1444 | 7.1156 | 5.8797 | 8.4097 | 12.1916 | 10.4738 | 13.5552 | 6.5952 | 6.5557 | 9.0424 | 6.9639 | 7.8288 | 14.8523 | 7.8849 | 10.8564 | 5.2353 | 4.895 | 8.1256 | 4.9917 | 6.4126 | 8.9749 | 9.9464 | 8.4079 | 6.8713 | 6.5017 | 11.0891 | 5.7254 | 9.1397 | 4.8 | 6.1403 | 4.654 | 7.9839 | 6.2928 | 5.3024 | 7.3633 | 10.5789 | 9.0919 | 11.7993 | 5.8363 | 5.7707 | 7.834 | 6.1721 | 7.001 | 13.0103 | 6.9045 | 9.3474 | 4.3016 | 4.0501 | 6.6627 | 4.1048 | 5.1404 | 7.2927 | 8.0959 | 6.8013 | 5.681 | 5.2785 | 8.9769 | 4.6539 | 7.3259 | 4.0031 | 5.1736 | 3.8472 | 6.4729 | 5.1883 | 4.4855 | 5.9905 | 8.504 | 7.3185 | 9.5121 | 4.8107 | 4.7331 | 6.2981 | 5.1017 | 5.8596 | 10.5772 | 5.6116 | 7.4567
1437 | 3.1692 | 6.9675 | 3.909 | 4.9987 | 4.362 | 6.6568 | 5.2793 | 5.9992 | 5.527 | 10.5902 | 6.4047 | 7.9962 | 7.2062 | 14.985 | 8.8042 | 10.9962 | 6.5956 | 6.1062 | 10.1221 | 6.3559 | 8.3987 | 11.3984 | 12.9124 | 10.9251 | 8.8214 | 8.4539 | 14.4512 | 7.3816 | 12.0619 | 5.9604 | 7.6037 | 5.8852 | 10.3551 | 7.952 | 6.432 | 9.4476 | 13.8831 | 11.882 | 15.3659 | 7.3875 | 7.3729 | 10.3709 | 7.8354 | 8.6595 | 16.767 | 8.8808 | 12.4582 | 5.9243 | 5.5128 | 9.2251 | 5.6556 | 7.3947 | 10.2538 | 11.3521 | 9.6495 | 7.7575 | 7.44 | 12.711 | 6.5434 | 10.5662 | 5.3809 | 6.8335 | 5.2589 | 9.1473 | 7.1179 | 5.8815 | 8.4128 | 12.1959 | 10.4776 | 13.5604 | 6.5974 | 6.5577 | 9.0453 | 6.9664 | 7.8314 | 14.8575 | 7.888 | 10.8598 | 5.237 | 4.8965 | 8.1282 | 4.9933 | 6.4147 | 8.9784 | 9.9495 | 8.4109 | 6.8735 | 6.504 | 11.0926 | 5.7273 | 9.1425 | 4.8015 | 6.1422 | 4.6555 | 7.9865 | 6.2948 | 5.3041 | 7.366 | 10.5827 | 9.0951 | 11.8037 | 5.8382 | 5.7725 | 7.8365 | 6.1743 | 7.0032 | 13.0148 | 6.9071 | 9.3503 | 4.3029 | 4.0513 | 6.6647 | 4.1061 | 5.1421 | 7.2955 | 8.0984 | 6.8038 | 5.6827 | 5.2804 | 8.9797 | 4.6554 | 7.3282 | 4.0043 | 5.1752 | 3.8484 | 6.4749 | 5.19 | 4.4869 | 5.9926 | 8.507 | 7.3211 | 9.5156 | 4.8123 | 4.7345 | 6.3001 | 5.1035 | 5.8614 | 10.5807 | 5.6137 | 7.4591
1438 | 3.1694 | 6.9697 | 3.9094 | 4.9992 | 4.3623 | 6.6572 | 5.2796 | 5.9995 | 5.528 | 10.5935 | 6.4058 | 7.9975 | 7.2075 | 14.99 | 8.8055 | 10.9975 | 6.5977 | 6.1082 | 10.1254 | 6.3579 | 8.4014 | 11.4029 | 12.9166 | 10.929 | 8.8243 | 8.4569 | 14.4558 | 7.384 | 12.0656 | 5.9622 | 7.6062 | 5.8871 | 10.3584 | 7.9547 | 6.434 | 9.4511 | 13.8881 | 11.8863 | 15.3719 | 7.39 | 7.3753 | 10.3743 | 7.8383 | 8.6623 | 16.773 | 8.8842 | 12.4621 | 5.9262 | 5.5146 | 9.228 | 5.6574 | 7.3971 | 10.2579 | 11.3557 | 9.653 | 7.76 | 7.4426 | 12.715 | 6.5456 | 10.5695 | 5.3826 | 6.8357 | 5.2606 | 9.1502 | 7.1203 | 5.8833 | 8.4159 | 12.2003 | 10.4814 | 13.5656 | 6.5996 | 6.5598 | 9.0482 | 6.969 | 7.8339 | 14.8626 | 7.891 | 10.8632 | 5.2386 | 4.898 | 8.1308 | 4.9948 | 6.4168 | 8.9819 | 9.9527 | 8.414 | 6.8757 | 6.5063 | 11.096 | 5.7292 | 9.1453 | 4.803 | 6.1442 | 4.657 | 7.989 | 6.2969 | 5.3057 | 7.3687 | 10.5865 | 9.0984 | 11.8081 | 5.8401 | 5.7743 | 7.839 | 6.1765 | 7.0055 | 13.0192 | 6.9098 | 9.3532 | 4.3043 | 4.0525 | 6.6668 | 4.1074 | 5.1437 | 7.2983 | 8.101 | 6.8062 | 5.6845 | 5.2823 | 8.9825 | 4.6569 | 7.3305 | 4.0055 | 5.1768 | 3.8496 | 6.477 | 5.1917 | 4.4883 | 5.9947 | 8.51 | 7.3238 | 9.5191 | 4.8138 | 4.736 | 6.302 | 5.1053 | 5.8633 | 10.5841 | 5.6158 | 7.4614
1439 | 3.1697 | 6.9718 | 3.9097 | 4.9996 | 4.3626 | 6.6576 | 5.2798 | 5.9997 | 5.529 | 10.5968 | 6.4069 | 7.9988 | 7.2088 | 14.995 | 8.8067 | 10.9987 | 6.5999 | 6.1101 | 10.1287 | 6.36 | 8.4042 | 11.4075 | 12.9208 | 10.933 | 8.8271 | 8.46 | 14.4604 | 7.3865 | 12.0693 | 5.9641 | 7.6086 | 5.8891 | 10.3617 | 7.9573 | 6.436 | 9.4545 | 13.893 | 11.8907 | 15.378 | 7.3925 | 7.3776 | 10.3776 | 7.8411 | 8.6652 | 16.779 | 8.8876 | 12.4661 | 5.9281 | 5.5163 | 9.231 | 5.6592 | 7.3996 | 10.2619 | 11.3594 | 9.6565 | 7.7625 | 7.4453 | 12.719 | 6.5478 | 10.5727 | 5.3843 | 6.8378 | 5.2623 | 9.1531 | 7.1226 | 5.8852 | 8.4189 | 12.2046 | 10.4852 | 13.5708 | 6.6018 | 6.5619 | 9.0511 | 6.9715 | 7.8365 | 14.8678 | 7.894 | 10.8666 | 5.2403 | 4.8995 | 8.1334 | 4.9964 | 6.4189 | 8.9855 | 9.9558 | 8.417 | 6.8778 | 6.5087 | 11.0995 | 5.7311 | 9.1482 | 4.8045 | 6.1461 | 4.6585 | 7.9915 | 6.2989 | 5.3074 | 7.3713 | 10.5902 | 9.1017 | 11.8126 | 5.8421 | 5.7762 | 7.8415 | 6.1788 | 7.0077 | 13.0236 | 6.9124 | 9.3561 | 4.3056 | 4.0538 | 6.6689 | 4.1087 | 5.1454 | 7.3012 | 8.1035 | 6.8086 | 5.6862 | 5.2841 | 8.9852 | 4.6585 | 7.3327 | 4.0068 | 5.1784 | 3.8508 | 6.479 | 5.1933 | 4.4896 | 5.9969 | 8.513 | 7.3264 | 9.5225 | 4.8154 | 4.7375 | 6.304 | 5.1072 | 5.8651 | 10.5876 | 5.6179 | 7.4637
1440 | 3.17 | 6.974 | 3.91 | 5 | 4.3629 | 6.658 | 5.28 | 6 | 5.53 | 10.6 | 6.408 | 8 | 7.21 | 15 | 8.808 | 11 | 6.602 | 6.112 | 10.132 | 6.362 | 8.407 | 11.412 | 12.925 | 10.937 | 8.83 | 8.463 | 14.465 | 7.389 | 12.073 | 5.966 | 7.611 | 5.891 | 10.365 | 7.96 | 6.438 | 9.458 | 13.898 | 11.895 | 15.384 | 7.395 | 7.38 | 10.381 | 7.844 | 8.668 | 16.785 | 8.891 | 12.47 | 5.93 | 5.518 | 9.234 | 5.661 | 7.402 | 10.266 | 11.363 | 9.66 | 7.765 | 7.448 | 12.723 | 6.55 | 10.576 | 5.386 | 6.84 | 5.264 | 9.156 | 7.125 | 5.887 | 8.422 | 12.209 | 10.489 | 13.576 | 6.604 | 6.564 | 9.054 | 6.974 | 7.839 | 14.873 | 7.897 | 10.87 | 5.242 | 4.901 | 8.136 | 4.998 | 6.421 | 8.989 | 9.959 | 8.42 | 6.88 | 6.511 | 11.103 | 5.733 | 9.151 | 4.806 | 6.148 | 4.66 | 7.994 | 6.301 | 5.309 | 7.374 | 10.594 | 9.105 | 11.817 | 5.844 | 5.778 | 7.844 | 6.181 | 7.01 | 13.028 | 6.915 | 9.359 | 4.307 | 4.055 | 6.671 | 4.11 | 5.147 | 7.304 | 8.106 | 6.811 | 5.688 | 5.286 | 8.988 | 4.66 | 7.335 | 4.008 | 5.18 | 3.852 | 6.481 | 5.195 | 4.491 | 5.999 | 8.516 | 7.329 | 9.526 | 4.817 | 4.739 | 6.306 | 5.109 | 5.867 | 10.591 | 5.62 | 7.466
1441 | 3.17 | 6.9744 | 3.91 | 5 | 4.3631 | 6.6581 | 5.28 | 6 | 5.53 | 10.6 | 6.408 | 8 | 7.21 | 15 | 8.808 | 11 | 6.602 | 6.112 | 10.132 | 6.362 | 8.407 | 11.412 | 12.925 | 10.937 | 8.83 | 8.463 | 14.465 | 7.389 | 12.073 | 5.966 | 7.611 | 5.891 | 10.365 | 7.96 | 6.438 | 9.458 | 13.898 | 11.895 | 15.384 | 7.395 | 7.38 | 10.381 | 7.844 | 8.668 | 16.785 | 8.891 | 12.47 | 5.93 | 5.518 | 9.234 | 5.661 | 7.402 | 10.266 | 11.363 | 9.66 | 7.765 | 7.448 | 12.723 | 6.55 | 10.576 | 5.386 | 6.84 | 5.264 | 9.156 | 7.125 | 5.887 | 8.422 | 12.209 | 10.489 | 13.576 | 6.604 | 6.564 | 9.054 | 6.974 | 7.839 | 14.873 | 7.897 | 10.87 | 5.242 | 4.901 | 8.136 | 4.998 | 6.421 | 8.989 | 9.959 | 8.42 | 6.88 | 6.511 | 11.103 | 5.733 | 9.151 | 4.806 | 6.148 | 4.66 | 7.994 | 6.301 | 5.309 | 7.374 | 10.594 | 9.105 | 11.817 | 5.844 | 5.778 | 7.844 | 6.181 | 7.01 | 13.028 | 6.915 | 9.359 | 4.307 | 4.055 | 6.671 | 4.11 | 5.147 | 7.304 | 8.106 | 6.811 | 5.688 | 5.286 | 8.988 | 4.66 | 7.335 | 4.008 | 5.18 | 3.852 | 6.481 | 5.195 | 4.491 | 5.999 | 8.516 | 7.329 | 9.526 | 4.817 | 4.739 | 6.306 | 5.109 | 5.867 | 10.591 | 5.62 | 7.466
1442 | 3.17 | 6.9749 | 3.91 | 5 | 4.3634 | 6.6581 | 5.28 | 6 | 5.53 | 10.6 | 6.408 | 8 | 7.21 | 15 | 8.808 | 11 | 6.602 | 6.112 | 10.132 | 6.362 | 8.407 | 11.412 | 12.925 | 10.937 | 8.83 | 8.463 | 14.465 | 7.389 | 12.073 | 5.966 | 7.611 | 5.891 | 10.365 | 7.96 | 6.438 | 9.458 | 13.898 | 11.895 | 15.384 | 7.395 | 7.38 | 10.381 | 7.844 | 8.668 | 16.785 | 8.891 | 12.47 | 5.93 | 5.518 | 9.234 | 5.661 | 7.402 | 10.266 | 11.363 | 9.66 | 7.765 | 7.448 | 12.723 | 6.55 | 10.576 | 5.386 | 6.84 | 5.264 | 9.156 | 7.125 | 5.887 | 8.422 | 12.209 | 10.489 | 13.576 | 6.604 | 6.564 | 9.054 | 6.974 | 7.839 | 14.873 | 7.897 | 10.87 | 5.242 | 4.901 | 8.136 | 4.998 | 6.421 | 8.989 | 9.959 | 8.42 | 6.88 | 6.511 | 11.103 | 5.733 | 9.151 | 4.806 | 6.148 | 4.66 | 7.994 | 6.301 | 5.309 | 7.374 | 10.594 | 9.105 | 11.817 | 5.844 | 5.778 | 7.844 | 6.181 | 7.01 | 13.028 | 6.915 | 9.359 | 4.307 | 4.055 | 6.671 | 4.11 | 5.147 | 7.304 | 8.106 | 6.811 | 5.688 | 5.286 | 8.988 | 4.66 | 7.335 | 4.008 | 5.18 | 3.852 | 6.481 | 5.195 | 4.491 | 5.999 | 8.516 | 7.329 | 9.526 | 4.817 | 4.739 | 6.306 | 5.109 | 5.867 | 10.591 | 5.62 | 7.466
1443 | 3.17 | 6.9753 | 3.91 | 5 | 4.3637 | 6.6582 | 5.28 | 6 | 5.53 | 10.6 | 6.408 | 8 | 7.21 | 15 | 8.808 | 11 | 6.602 | 6.112 | 10.132 | 6.362 | 8.407 | 11.412 | 12.925 | 10.937 | 8.83 | 8.463 | 14.465 | 7.389 | 12.073 | 5.966 | 7.611 | 5.891 | 10.365 | 7.96 | 6.438 | 9.458 | 13.898 | 11.895 | 15.384 | 7.395 | 7.38 | 10.381 | 7.844 | 8.668 | 16.785 | 8.891 | 12.47 | 5.93 | 5.518 | 9.234 | 5.661 | 7.402 | 10.266 | 11.363 | 9.66 | 7.765 | 7.448 | 12.723 | 6.55 | 10.576 | 5.386 | 6.84 | 5.264 | 9.156 | 7.125 | 5.887 | 8.422 | 12.209 | 10.489 | 13.576 | 6.604 | 6.564 | 9.054 | 6.974 | 7.839 | 14.873 | 7.897 | 10.87 | 5.242 | 4.901 | 8.136 | 4.998 | 6.421 | 8.989 | 9.959 | 8.42 | 6.88 | 6.511 | 11.103 | 5.733 | 9.151 | 4.806 | 6.148 | 4.66 | 7.994 | 6.301 | 5.309 | 7.374 | 10.594 | 9.105 | 11.817 | 5.844 | 5.778 | 7.844 | 6.181 | 7.01 | 13.028 | 6.915 | 9.359 | 4.307 | 4.055 | 6.671 | 4.11 | 5.147 | 7.304 | 8.106 | 6.811 | 5.688 | 5.286 | 8.988 | 4.66 | 7.335 | 4.008 | 5.18 | 3.852 | 6.481 | 5.195 | 4.491 | 5.999 | 8.516 | 7.329 | 9.526 | 4.817 | 4.739 | 6.306 | 5.109 | 5.867 | 10.591 | 5.62 | 7.466
1444 | 3.17 | 6.9757 | 3.91 | 5 | 4.364 | 6.6582 | 5.28 | 6 | 5.53 | 10.6 | 6.408 | 8 | 7.21 | 15 | 8.808 | 11 | 6.602 | 6.112 | 10.132 | 6.362 | 8.407 | 11.412 | 12.925 | 10.937 | 8.83 | 8.463 | 14.465 | 7.389 | 12.073 | 5.966 | 7.611 | 5.891 | 10.365 | 7.96 | 6.438 | 9.458 | 13.898 | 11.895 | 15.384 | 7.395 | 7.38 | 10.381 | 7.844 | 8.668 | 16.785 | 8.891 | 12.47 | 5.93 | 5.518 | 9.234 | 5.661 | 7.402 | 10.266 | 11.363 | 9.66 | 7.765 | 7.448 | 12.723 | 6.55 | 10.576 | 5.386 | 6.84 | 5.264 | 9.156 | 7.125 | 5.887 | 8.422 | 12.209 | 10.489 | 13.576 | 6.604 | 6.564 | 9.054 | 6.974 | 7.839 | 14.873 | 7.897 | 10.87 | 5.242 | 4.901 | 8.136 | 4.998 | 6.421 | 8.989 | 9.959 | 8.42 | 6.88 | 6.511 | 11.103 | 5.733 | 9.151 | 4.806 | 6.148 | 4.66 | 7.994 | 6.301 | 5.309 | 7.374 | 10.594 | 9.105 | 11.817 | 5.844 | 5.778 | 7.844 | 6.181 | 7.01 | 13.028 | 6.915 | 9.359 | 4.307 | 4.055 | 6.671 | 4.11 | 5.147 | 7.304 | 8.106 | 6.811 | 5.688 | 5.286 | 8.988 | 4.66 | 7.335 | 4.008 | 5.18 | 3.852 | 6.481 | 5.195 | 4.491 | 5.999 | 8.516 | 7.329 | 9.526 | 4.817 | 4.739 | 6.306 | 5.109 | 5.867 | 10.591 | 5.62 | 7.466
1445 | 3.17 | 6.9762 | 3.91 | 5 | 4.3643 | 6.6583 | 5.28 | 6 | 5.53 | 10.6 | 6.408 | 8 | 7.21 | 15 | 8.808 | 11 | 6.602 | 6.112 | 10.132 | 6.362 | 8.407 | 11.412 | 12.925 | 10.937 | 8.83 | 8.463 | 14.465 | 7.389 | 12.073 | 5.966 | 7.611 | 5.891 | 10.365 | 7.96 | 6.438 | 9.458 | 13.898 | 11.895 | 15.384 | 7.395 | 7.38 | 10.381 | 7.844 | 8.668 | 16.785 | 8.891 | 12.47 | 5.93 | 5.518 | 9.234 | 5.661 | 7.402 | 10.266 | 11.363 | 9.66 | 7.765 | 7.448 | 12.723 | 6.55 | 10.576 | 5.386 | 6.84 | 5.264 | 9.156 | 7.125 | 5.887 | 8.422 | 12.209 | 10.489 | 13.576 | 6.604 | 6.564 | 9.054 | 6.974 | 7.839 | 14.873 | 7.897 | 10.87 | 5.242 | 4.901 | 8.136 | 4.998 | 6.421 | 8.989 | 9.959 | 8.42 | 6.88 | 6.511 | 11.103 | 5.733 | 9.151 | 4.806 | 6.148 | 4.66 | 7.994 | 6.301 | 5.309 | 7.374 | 10.594 | 9.105 | 11.817 | 5.844 | 5.778 | 7.844 | 6.181 | 7.01 | 13.028 | 6.915 | 9.359 | 4.307 | 4.055 | 6.671 | 4.11 | 5.147 | 7.304 | 8.106 | 6.811 | 5.688 | 5.286 | 8.988 | 4.66 | 7.335 | 4.008 | 5.18 | 3.852 | 6.481 | 5.195 | 4.491 | 5.999 | 8.516 | 7.329 | 9.526 | 4.817 | 4.739 | 6.306 | 5.109 | 5.867 | 10.591 | 5.62 | 7.466
1446 | 3.17 | 6.9766 | 3.91 | 5 | 4.3646 | 6.6583 | 5.28 | 6 | 5.53 | 10.6 | 6.408 | 8 | 7.21 | 15 | 8.808 | 11 | 6.602 | 6.112 | 10.132 | 6.362 | 8.407 | 11.412 | 12.925 | 10.937 | 8.83 | 8.463 | 14.465 | 7.389 | 12.073 | 5.966 | 7.611 | 5.891 | 10.365 | 7.96 | 6.438 | 9.458 | 13.898 | 11.895 | 15.384 | 7.395 | 7.38 | 10.381 | 7.844 | 8.668 | 16.785 | 8.891 | 12.47 | 5.93 | 5.518 | 9.234 | 5.661 | 7.402 | 10.266 | 11.363 | 9.66 | 7.765 | 7.448 | 12.723 | 6.55 | 10.576 | 5.386 | 6.84 | 5.264 | 9.156 | 7.125 | 5.887 | 8.422 | 12.209 | 10.489 | 13.576 | 6.604 | 6.564 | 9.054 | 6.974 | 7.839 | 14.873 | 7.897 | 10.87 | 5.242 | 4.901 | 8.136 | 4.998 | 6.421 | 8.989 | 9.959 | 8.42 | 6.88 | 6.511 | 11.103 | 5.733 | 9.151 | 4.806 | 6.148 | 4.66 | 7.994 | 6.301 | 5.309 | 7.374 | 10.594 | 9.105 | 11.817 | 5.844 | 5.778 | 7.844 | 6.181 | 7.01 | 13.028 | 6.915 | 9.359 | 4.307 | 4.055 | 6.671 | 4.11 | 5.147 | 7.304 | 8.106 | 6.811 | 5.688 | 5.286 | 8.988 | 4.66 | 7.335 | 4.008 | 5.18 | 3.852 | 6.481 | 5.195 | 4.491 | 5.999 | 8.516 | 7.329 | 9.526 | 4.817 | 4.739 | 6.306 | 5.109 | 5.867 | 10.591 | 5.62 | 7.466
1447 | 3.17 | 6.977 | 3.91 | 5 | 4.3649 | 6.6584 | 5.28 | 6 | 5.53 | 10.6 | 6.408 | 8 | 7.21 | 15 | 8.808 | 11 | 6.602 | 6.112 | 10.132 | 6.362 | 8.407 | 11.412 | 12.925 | 10.937 | 8.83 | 8.463 | 14.465 | 7.389 | 12.073 | 5.966 | 7.611 | 5.891 | 10.365 | 7.96 | 6.438 | 9.458 | 13.898 | 11.895 | 15.384 | 7.395 | 7.38 | 10.381 | 7.844 | 8.668 | 16.785 | 8.891 | 12.47 | 5.93 | 5.518 | 9.234 | 5.661 | 7.402 | 10.266 | 11.363 | 9.66 | 7.765 | 7.448 | 12.723 | 6.55 | 10.576 | 5.386 | 6.84 | 5.264 | 9.156 | 7.125 | 5.887 | 8.422 | 12.209 | 10.489 | 13.576 | 6.604 | 6.564 | 9.054 | 6.974 | 7.839 | 14.873 | 7.897 | 10.87 | 5.242 | 4.901 | 8.136 | 4.998 | 6.421 | 8.989 | 9.959 | 8.42 | 6.88 | 6.511 | 11.103 | 5.733 | 9.151 | 4.806 | 6.148 | 4.66 | 7.994 | 6.301 | 5.309 | 7.374 | 10.594 | 9.105 | 11.817 | 5.844 | 5.778 | 7.844 | 6.181 | 7.01 | 13.028 | 6.915 | 9.359 | 4.307 | 4.055 | 6.671 | 4.11 | 5.147 | 7.304 | 8.106 | 6.811 | 5.688 | 5.286 | 8.988 | 4.66 | 7.335 | 4.008 | 5.18 | 3.852 | 6.481 | 5.195 | 4.491 | 5.999 | 8.516 | 7.329 | 9.526 | 4.817 | 4.739 | 6.306 | 5.109 | 5.867 | 10.591 | 5.62 | 7.466
1448 | 3.17 | 6.9775 | 3.91 | 5 | 4.3651 | 6.6584 | 5.28 | 6 | 5.53 | 10.6 | 6.408 | 8 | 7.21 | 15 | 8.808 | 11 | 6.602 | 6.112 | 10.132 | 6.362 | 8.407 | 11.412 | 12.925 | 10.937 | 8.83 | 8.463 | 14.465 | 7.389 | 12.073 | 5.966 | 7.611 | 5.891 | 10.365 | 7.96 | 6.438 | 9.458 | 13.898 | 11.895 | 15.384 | 7.395 | 7.38 | 10.381 | 7.844 | 8.668 | 16.785 | 8.891 | 12.47 | 5.93 | 5.518 | 9.234 | 5.661 | 7.402 | 10.266 | 11.363 | 9.66 | 7.765 | 7.448 | 12.723 | 6.55 | 10.576 | 5.386 | 6.84 | 5.264 | 9.156 | 7.125 | 5.887 | 8.422 | 12.209 | 10.489 | 13.576 | 6.604 | 6.564 | 9.054 | 6.974 | 7.839 | 14.873 | 7.897 | 10.87 | 5.242 | 4.901 | 8.136 | 4.998 | 6.421 | 8.989 | 9.959 | 8.42 | 6.88 | 6.511 | 11.103 | 5.733 | 9.151 | 4.806 | 6.148 | 4.66 | 7.994 | 6.301 | 5.309 | 7.374 | 10.594 | 9.105 | 11.817 | 5.844 | 5.778 | 7.844 | 6.181 | 7.01 | 13.028 | 6.915 | 9.359 | 4.307 | 4.055 | 6.671 | 4.11 | 5.147 | 7.304 | 8.106 | 6.811 | 5.688 | 5.286 | 8.988 | 4.66 | 7.335 | 4.008 | 5.18 | 3.852 | 6.481 | 5.195 | 4.491 | 5.999 | 8.516 | 7.329 | 9.526 | 4.817 | 4.739 | 6.306 | 5.109 | 5.867 | 10.591 | 5.62 | 7.466
1449 | 3.17 | 6.9779 | 3.91 | 5 | 4.3654 | 6.6585 | 5.28 | 6 | 5.53 | 10.6 | 6.408 | 8 | 7.21 | 15 | 8.808 | 11 | 6.602 | 6.112 | 10.132 | 6.362 | 8.407 | 11.412 | 12.925 | 10.937 | 8.83 | 8.463 | 14.465 | 7.389 | 12.073 | 5.966 | 7.611 | 5.891 | 10.365 | 7.96 | 6.438 | 9.458 | 13.898 | 11.895 | 15.384 | 7.395 | 7.38 | 10.381 | 7.844 | 8.668 | 16.785 | 8.891 | 12.47 | 5.93 | 5.518 | 9.234 | 5.661 | 7.402 | 10.266 | 11.363 | 9.66 | 7.765 | 7.448 | 12.723 | 6.55 | 10.576 | 5.386 | 6.84 | 5.264 | 9.156 | 7.125 | 5.887 | 8.422 | 12.209 | 10.489 | 13.576 | 6.604 | 6.564 | 9.054 | 6.974 | 7.839 | 14.873 | 7.897 | 10.87 | 5.242 | 4.901 | 8.136 | 4.998 | 6.421 | 8.989 | 9.959 | 8.42 | 6.88 | 6.511 | 11.103 | 5.733 | 9.151 | 4.806 | 6.148 | 4.66 | 7.994 | 6.301 | 5.309 | 7.374 | 10.594 | 9.105 | 11.817 | 5.844 | 5.778 | 7.844 | 6.181 | 7.01 | 13.028 | 6.915 | 9.359 | 4.307 | 4.055 | 6.671 | 4.11 | 5.147 | 7.304 | 8.106 | 6.811 | 5.688 | 5.286 | 8.988 | 4.66 | 7.335 | 4.008 | 5.18 | 3.852 | 6.481 | 5.195 | 4.491 | 5.999 | 8.516 | 7.329 | 9.526 | 4.817 | 4.739 | 6.306 | 5.109 | 5.867 | 10.591 | 5.62 | 7.466
1450 | 3.17 | 6.9783 | 3.91 | 5 | 4.3657 | 6.6585 | 5.28 | 6 | 5.53 | 10.6 | 6.408 | 8 | 7.21 | 15 | 8.808 | 11 | 6.602 | 6.112 | 10.132 | 6.362 | 8.407 | 11.412 | 12.925 | 10.937 | 8.83 | 8.463 | 14.465 | 7.389 | 12.073 | 5.966 | 7.611 | 5.891 | 10.365 | 7.96 | 6.438 | 9.458 | 13.898 | 11.895 | 15.384 | 7.395 | 7.38 | 10.381 | 7.844 | 8.668 | 16.785 | 8.891 | 12.47 | 5.93 | 5.518 | 9.234 | 5.661 | 7.402 | 10.266 | 11.363 | 9.66 | 7.765 | 7.448 | 12.723 | 6.55 | 10.576 | 5.386 | 6.84 | 5.264 | 9.156 | 7.125 | 5.887 | 8.422 | 12.209 | 10.489 | 13.576 | 6.604 | 6.564 | 9.054 | 6.974 | 7.839 | 14.873 | 7.897 | 10.87 | 5.242 | 4.901 | 8.136 | 4.998 | 6.421 | 8.989 | 9.959 | 8.42 | 6.88 | 6.511 | 11.103 | 5.733 | 9.151 | 4.806 | 6.148 | 4.66 | 7.994 | 6.301 | 5.309 | 7.374 | 10.594 | 9.105 | 11.817 | 5.844 | 5.778 | 7.844 | 6.181 | 7.01 | 13.028 | 6.915 | 9.359 | 4.307 | 4.055 | 6.671 | 4.11 | 5.147 | 7.304 | 8.106 | 6.811 | 5.688 | 5.286 | 8.988 | 4.66 | 7.335 | 4.008 | 5.18 | 3.852 | 6.481 | 5.195 | 4.491 | 5.999 | 8.516 | 7.329 | 9.526 | 4.817 | 4.739 | 6.306 | 5.109 | 5.867 | 10.591 | 5.62 | 7.466
1451 | 3.17 | 6.9788 | 3.91 | 5 | 4.366 | 6.6585 | 5.28 | 6 | 5.53 | 10.6 | 6.408 | 8 | 7.21 | 15 | 8.808 | 11 | 6.602 | 6.112 | 10.132 | 6.362 | 8.407 | 11.412 | 12.925 | 10.937 | 8.83 | 8.463 | 14.465 | 7.389 | 12.073 | 5.966 | 7.611 | 5.891 | 10.365 | 7.96 | 6.438 | 9.458 | 13.898 | 11.895 | 15.384 | 7.395 | 7.38 | 10.381 | 7.844 | 8.668 | 16.785 | 8.891 | 12.47 | 5.93 | 5.518 | 9.234 | 5.661 | 7.402 | 10.266 | 11.363 | 9.66 | 7.765 | 7.448 | 12.723 | 6.55 | 10.576 | 5.386 | 6.84 | 5.264 | 9.156 | 7.125 | 5.887 | 8.422 | 12.209 | 10.489 | 13.576 | 6.604 | 6.564 | 9.054 | 6.974 | 7.839 | 14.873 | 7.897 | 10.87 | 5.242 | 4.901 | 8.136 | 4.998 | 6.421 | 8.989 | 9.959 | 8.42 | 6.88 | 6.511 | 11.103 | 5.733 | 9.151 | 4.806 | 6.148 | 4.66 | 7.994 | 6.301 | 5.309 | 7.374 | 10.594 | 9.105 | 11.817 | 5.844 | 5.778 | 7.844 | 6.181 | 7.01 | 13.028 | 6.915 | 9.359 | 4.307 | 4.055 | 6.671 | 4.11 | 5.147 | 7.304 | 8.106 | 6.811 | 5.688 | 5.286 | 8.988 | 4.66 | 7.335 | 4.008 | 5.18 | 3.852 | 6.481 | 5.195 | 4.491 | 5.999 | 8.516 | 7.329 | 9.526 | 4.817 | 4.739 | 6.306 | 5.109 | 5.867 | 10.591 | 5.62 | 7.466
1452 | 3.17 | 6.9792 | 3.91 | 5 | 4.3663 | 6.6586 | 5.28 | 6 | 5.53 | 10.6 | 6.408 | 8 | 7.21 | 15 | 8.808 | 11 | 6.602 | 6.112 | 10.132 | 6.362 | 8.407 | 11.412 | 12.925 | 10.937 | 8.83 | 8.463 | 14.465 | 7.389 | 12.073 | 5.966 | 7.611 | 5.891 | 10.365 | 7.96 | 6.438 | 9.458 | 13.898 | 11.895 | 15.384 | 7.395 | 7.38 | 10.381 | 7.844 | 8.668 | 16.785 | 8.891 | 12.47 | 5.93 | 5.518 | 9.234 | 5.661 | 7.402 | 10.266 | 11.363 | 9.66 | 7.765 | 7.448 | 12.723 | 6.55 | 10.576 | 5.386 | 6.84 | 5.264 | 9.156 | 7.125 | 5.887 | 8.422 | 12.209 | 10.489 | 13.576 | 6.604 | 6.564 | 9.054 | 6.974 | 7.839 | 14.873 | 7.897 | 10.87 | 5.242 | 4.901 | 8.136 | 4.998 | 6.421 | 8.989 | 9.959 | 8.42 | 6.88 | 6.511 | 11.103 | 5.733 | 9.151 | 4.806 | 6.148 | 4.66 | 7.994 | 6.301 | 5.309 | 7.374 | 10.594 | 9.105 | 11.817 | 5.844 | 5.778 | 7.844 | 6.181 | 7.01 | 13.028 | 6.915 | 9.359 | 4.307 | 4.055 | 6.671 | 4.11 | 5.147 | 7.304 | 8.106 | 6.811 | 5.688 | 5.286 | 8.988 | 4.66 | 7.335 | 4.008 | 5.18 | 3.852 | 6.481 | 5.195 | 4.491 | 5.999 | 8.516 | 7.329 | 9.526 | 4.817 | 4.739 | 6.306 | 5.109 | 5.867 | 10.591 | 5.62 | 7.466
1453 | 3.17 | 6.9796 | 3.91 | 5 | 4.3666 | 6.6586 | 5.28 | 6 | 5.53 | 10.6 | 6.408 | 8 | 7.21 | 15 | 8.808 | 11 | 6.602 | 6.112 | 10.132 | 6.362 | 8.407 | 11.412 | 12.925 | 10.937 | 8.83 | 8.463 | 14.465 | 7.389 | 12.073 | 5.966 | 7.611 | 5.891 | 10.365 | 7.96 | 6.438 | 9.458 | 13.898 | 11.895 | 15.384 | 7.395 | 7.38 | 10.381 | 7.844 | 8.668 | 16.785 | 8.891 | 12.47 | 5.93 | 5.518 | 9.234 | 5.661 | 7.402 | 10.266 | 11.363 | 9.66 | 7.765 | 7.448 | 12.723 | 6.55 | 10.576 | 5.386 | 6.84 | 5.264 | 9.156 | 7.125 | 5.887 | 8.422 | 12.209 | 10.489 | 13.576 | 6.604 | 6.564 | 9.054 | 6.974 | 7.839 | 14.873 | 7.897 | 10.87 | 5.242 | 4.901 | 8.136 | 4.998 | 6.421 | 8.989 | 9.959 | 8.42 | 6.88 | 6.511 | 11.103 | 5.733 | 9.151 | 4.806 | 6.148 | 4.66 | 7.994 | 6.301 | 5.309 | 7.374 | 10.594 | 9.105 | 11.817 | 5.844 | 5.778 | 7.844 | 6.181 | 7.01 | 13.028 | 6.915 | 9.359 | 4.307 | 4.055 | 6.671 | 4.11 | 5.147 | 7.304 | 8.106 | 6.811 | 5.688 | 5.286 | 8.988 | 4.66 | 7.335 | 4.008 | 5.18 | 3.852 | 6.481 | 5.195 | 4.491 | 5.999 | 8.516 | 7.329 | 9.526 | 4.817 | 4.739 | 6.306 | 5.109 | 5.867 | 10.591 | 5.62 | 7.466
1454 | 3.17 | 6.9801 | 3.91 | 5 | 4.3669 | 6.6587 | 5.28 | 6 | 5.53 | 10.6 | 6.408 | 8 | 7.21 | 15 | 8.808 | 11 | 6.602 | 6.112 | 10.132 | 6.362 | 8.407 | 11.412 | 12.925 | 10.937 | 8.83 | 8.463 | 14.465 | 7.389 | 12.073 | 5.966 | 7.611 | 5.891 | 10.365 | 7.96 | 6.438 | 9.458 | 13.898 | 11.895 | 15.384 | 7.395 | 7.38 | 10.381 | 7.844 | 8.668 | 16.785 | 8.891 | 12.47 | 5.93 | 5.518 | 9.234 | 5.661 | 7.402 | 10.266 | 11.363 | 9.66 | 7.765 | 7.448 | 12.723 | 6.55 | 10.576 | 5.386 | 6.84 | 5.264 | 9.156 | 7.125 | 5.887 | 8.422 | 12.209 | 10.489 | 13.576 | 6.604 | 6.564 | 9.054 | 6.974 | 7.839 | 14.873 | 7.897 | 10.87 | 5.242 | 4.901 | 8.136 | 4.998 | 6.421 | 8.989 | 9.959 | 8.42 | 6.88 | 6.511 | 11.103 | 5.733 | 9.151 | 4.806 | 6.148 | 4.66 | 7.994 | 6.301 | 5.309 | 7.374 | 10.594 | 9.105 | 11.817 | 5.844 | 5.778 | 7.844 | 6.181 | 7.01 | 13.028 | 6.915 | 9.359 | 4.307 | 4.055 | 6.671 | 4.11 | 5.147 | 7.304 | 8.106 | 6.811 | 5.688 | 5.286 | 8.988 | 4.66 | 7.335 | 4.008 | 5.18 | 3.852 | 6.481 | 5.195 | 4.491 | 5.999 | 8.516 | 7.329 | 9.526 | 4.817 | 4.739 | 6.306 | 5.109 | 5.867 | 10.591 | 5.62 | 7.466
1455 | 3.17 | 6.9805 | 3.91 | 5 | 4.3671 | 6.6587 | 5.28 | 6 | 5.53 | 10.6 | 6.408 | 8 | 7.21 | 15 | 8.808 | 11 | 6.602 | 6.112 | 10.132 | 6.362 | 8.407 | 11.412 | 12.925 | 10.937 | 8.83 | 8.463 | 14.465 | 7.389 | 12.073 | 5.966 | 7.611 | 5.891 | 10.365 | 7.96 | 6.438 | 9.458 | 13.898 | 11.895 | 15.384 | 7.395 | 7.38 | 10.381 | 7.844 | 8.668 | 16.785 | 8.891 | 12.47 | 5.93 | 5.518 | 9.234 | 5.661 | 7.402 | 10.266 | 11.363 | 9.66 | 7.765 | 7.448 | 12.723 | 6.55 | 10.576 | 5.386 | 6.84 | 5.264 | 9.156 | 7.125 | 5.887 | 8.422 | 12.209 | 10.489 | 13.576 | 6.604 | 6.564 | 9.054 | 6.974 | 7.839 | 14.873 | 7.897 | 10.87 | 5.242 | 4.901 | 8.136 | 4.998 | 6.421 | 8.989 | 9.959 | 8.42 | 6.88 | 6.511 | 11.103 | 5.733 | 9.151 | 4.806 | 6.148 | 4.66 | 7.994 | 6.301 | 5.309 | 7.374 | 10.594 | 9.105 | 11.817 | 5.844 | 5.778 | 7.844 | 6.181 | 7.01 | 13.028 | 6.915 | 9.359 | 4.307 | 4.055 | 6.671 | 4.11 | 5.147 | 7.304 | 8.106 | 6.811 | 5.688 | 5.286 | 8.988 | 4.66 | 7.335 | 4.008 | 5.18 | 3.852 | 6.481 | 5.195 | 4.491 | 5.999 | 8.516 | 7.329 | 9.526 | 4.817 | 4.739 | 6.306 | 5.109 | 5.867 | 10.591 | 5.62 | 7.466
1456 | 3.17 | 6.9809 | 3.91 | 5 | 4.3674 | 6.6588 | 5.28 | 6 | 5.53 | 10.6 | 6.408 | 8 | 7.21 | 15 | 8.808 | 11 | 6.602 | 6.112 | 10.132 | 6.362 | 8.407 | 11.412 | 12.925 | 10.937 | 8.83 | 8.463 | 14.465 | 7.389 | 12.073 | 5.966 | 7.611 | 5.891 | 10.365 | 7.96 | 6.438 | 9.458 | 13.898 | 11.895 | 15.384 | 7.395 | 7.38 | 10.381 | 7.844 | 8.668 | 16.785 | 8.891 | 12.47 | 5.93 | 5.518 | 9.234 | 5.661 | 7.402 | 10.266 | 11.363 | 9.66 | 7.765 | 7.448 | 12.723 | 6.55 | 10.576 | 5.386 | 6.84 | 5.264 | 9.156 | 7.125 | 5.887 | 8.422 | 12.209 | 10.489 | 13.576 | 6.604 | 6.564 | 9.054 | 6.974 | 7.839 | 14.873 | 7.897 | 10.87 | 5.242 | 4.901 | 8.136 | 4.998 | 6.421 | 8.989 | 9.959 | 8.42 | 6.88 | 6.511 | 11.103 | 5.733 | 9.151 | 4.806 | 6.148 | 4.66 | 7.994 | 6.301 | 5.309 | 7.374 | 10.594 | 9.105 | 11.817 | 5.844 | 5.778 | 7.844 | 6.181 | 7.01 | 13.028 | 6.915 | 9.359 | 4.307 | 4.055 | 6.671 | 4.11 | 5.147 | 7.304 | 8.106 | 6.811 | 5.688 | 5.286 | 8.988 | 4.66 | 7.335 | 4.008 | 5.18 | 3.852 | 6.481 | 5.195 | 4.491 | 5.999 | 8.516 | 7.329 | 9.526 | 4.817 | 4.739 | 6.306 | 5.109 | 5.867 | 10.591 | 5.62 | 7.466
1457 | 3.17 | 6.9814 | 3.91 | 5 | 4.3677 | 6.6589 | 5.28 | 6 | 5.53 | 10.6 | 6.408 | 8 | 7.21 | 15 | 8.808 | 11 | 6.602 | 6.112 | 10.132 | 6.362 | 8.407 | 11.412 | 12.925 | 10.937 | 8.83 | 8.463 | 14.465 | 7.389 | 12.073 | 5.966 | 7.611 | 5.891 | 10.365 | 7.96 | 6.438 | 9.458 | 13.898 | 11.895 | 15.384 | 7.395 | 7.38 | 10.381 | 7.844 | 8.668 | 16.785 | 8.891 | 12.47 | 5.93 | 5.518 | 9.234 | 5.661 | 7.402 | 10.266 | 11.363 | 9.66 | 7.765 | 7.448 | 12.723 | 6.55 | 10.576 | 5.386 | 6.84 | 5.264 | 9.156 | 7.125 | 5.887 | 8.422 | 12.209 | 10.489 | 13.576 | 6.604 | 6.564 | 9.054 | 6.974 | 7.839 | 14.873 | 7.897 | 10.87 | 5.242 | 4.901 | 8.136 | 4.998 | 6.421 | 8.989 | 9.959 | 8.42 | 6.88 | 6.511 | 11.103 | 5.733 | 9.151 | 4.806 | 6.148 | 4.66 | 7.994 | 6.301 | 5.309 | 7.374 | 10.594 | 9.105 | 11.817 | 5.844 | 5.778 | 7.844 | 6.181 | 7.01 | 13.028 | 6.915 | 9.359 | 4.307 | 4.055 | 6.671 | 4.11 | 5.147 | 7.304 | 8.106 | 6.811 | 5.688 | 5.286 | 8.988 | 4.66 | 7.335 | 4.008 | 5.18 | 3.852 | 6.481 | 5.195 | 4.491 | 5.999 | 8.516 | 7.329 | 9.526 | 4.817 | 4.739 | 6.306 | 5.109 | 5.867 | 10.591 | 5.62 | 7.466
1458 | 3.17 | 6.9818 | 3.91 | 5 | 4.368 | 6.6589 | 5.28 | 6 | 5.53 | 10.6 | 6.408 | 8 | 7.21 | 15 | 8.808 | 11 | 6.602 | 6.112 | 10.132 | 6.362 | 8.407 | 11.412 | 12.925 | 10.937 | 8.83 | 8.463 | 14.465 | 7.389 | 12.073 | 5.966 | 7.611 | 5.891 | 10.365 | 7.96 | 6.438 | 9.458 | 13.898 | 11.895 | 15.384 | 7.395 | 7.38 | 10.381 | 7.844 | 8.668 | 16.785 | 8.891 | 12.47 | 5.93 | 5.518 | 9.234 | 5.661 | 7.402 | 10.266 | 11.363 | 9.66 | 7.765 | 7.448 | 12.723 | 6.55 | 10.576 | 5.386 | 6.84 | 5.264 | 9.156 | 7.125 | 5.887 | 8.422 | 12.209 | 10.489 | 13.576 | 6.604 | 6.564 | 9.054 | 6.974 | 7.839 | 14.873 | 7.897 | 10.87 | 5.242 | 4.901 | 8.136 | 4.998 | 6.421 | 8.989 | 9.959 | 8.42 | 6.88 | 6.511 | 11.103 | 5.733 | 9.151 | 4.806 | 6.148 | 4.66 | 7.994 | 6.301 | 5.309 | 7.374 | 10.594 | 9.105 | 11.817 | 5.844 | 5.778 | 7.844 | 6.181 | 7.01 | 13.028 | 6.915 | 9.359 | 4.307 | 4.055 | 6.671 | 4.11 | 5.147 | 7.304 | 8.106 | 6.811 | 5.688 | 5.286 | 8.988 | 4.66 | 7.335 | 4.008 | 5.18 | 3.852 | 6.481 | 5.195 | 4.491 | 5.999 | 8.516 | 7.329 | 9.526 | 4.817 | 4.739 | 6.306 | 5.109 | 5.867 | 10.591 | 5.62 | 7.466
1459 | 3.17 | 6.9822 | 3.91 | 5 | 4.3683 | 6.6589 | 5.28 | 6 | 5.53 | 10.6 | 6.408 | 8 | 7.21 | 15 | 8.808 | 11 | 6.602 | 6.112 | 10.132 | 6.362 | 8.407 | 11.412 | 12.925 | 10.937 | 8.83 | 8.463 | 14.465 | 7.389 | 12.073 | 5.966 | 7.611 | 5.891 | 10.365 | 7.96 | 6.438 | 9.458 | 13.898 | 11.895 | 15.384 | 7.395 | 7.38 | 10.381 | 7.844 | 8.668 | 16.785 | 8.891 | 12.47 | 5.93 | 5.518 | 9.234 | 5.661 | 7.402 | 10.266 | 11.363 | 9.66 | 7.765 | 7.448 | 12.723 | 6.55 | 10.576 | 5.386 | 6.84 | 5.264 | 9.156 | 7.125 | 5.887 | 8.422 | 12.209 | 10.489 | 13.576 | 6.604 | 6.564 | 9.054 | 6.974 | 7.839 | 14.873 | 7.897 | 10.87 | 5.242 | 4.901 | 8.136 | 4.998 | 6.421 | 8.989 | 9.959 | 8.42 | 6.88 | 6.511 | 11.103 | 5.733 | 9.151 | 4.806 | 6.148 | 4.66 | 7.994 | 6.301 | 5.309 | 7.374 | 10.594 | 9.105 | 11.817 | 5.844 | 5.778 | 7.844 | 6.181 | 7.01 | 13.028 | 6.915 | 9.359 | 4.307 | 4.055 | 6.671 | 4.11 | 5.147 | 7.304 | 8.106 | 6.811 | 5.688 | 5.286 | 8.988 | 4.66 | 7.335 | 4.008 | 5.18 | 3.852 | 6.481 | 5.195 | 4.491 | 5.999 | 8.516 | 7.329 | 9.526 | 4.817 | 4.739 | 6.306 | 5.109 | 5.867 | 10.591 | 5.62 | 7.466
1460 | 3.17 | 6.9827 | 3.91 | 5 | 4.3686 | 6.659 | 5.28 | 6 | 5.53 | 10.6 | 6.408 | 8 | 7.21 | 15 | 8.808 | 11 | 6.602 | 6.112 | 10.132 | 6.362 | 8.407 | 11.412 | 12.925 | 10.937 | 8.83 | 8.463 | 14.465 | 7.389 | 12.073 | 5.966 | 7.611 | 5.891 | 10.365 | 7.96 | 6.438 | 9.458 | 13.898 | 11.895 | 15.384 | 7.395 | 7.38 | 10.381 | 7.844 | 8.668 | 16.785 | 8.891 | 12.47 | 5.93 | 5.518 | 9.234 | 5.661 | 7.402 | 10.266 | 11.363 | 9.66 | 7.765 | 7.448 | 12.723 | 6.55 | 10.576 | 5.386 | 6.84 | 5.264 | 9.156 | 7.125 | 5.887 | 8.422 | 12.209 | 10.489 | 13.576 | 6.604 | 6.564 | 9.054 | 6.974 | 7.839 | 14.873 | 7.897 | 10.87 | 5.242 | 4.901 | 8.136 | 4.998 | 6.421 | 8.989 | 9.959 | 8.42 | 6.88 | 6.511 | 11.103 | 5.733 | 9.151 | 4.806 | 6.148 | 4.66 | 7.994 | 6.301 | 5.309 | 7.374 | 10.594 | 9.105 | 11.817 | 5.844 | 5.778 | 7.844 | 6.181 | 7.01 | 13.028 | 6.915 | 9.359 | 4.307 | 4.055 | 6.671 | 4.11 | 5.147 | 7.304 | 8.106 | 6.811 | 5.688 | 5.286 | 8.988 | 4.66 | 7.335 | 4.008 | 5.18 | 3.852 | 6.481 | 5.195 | 4.491 | 5.999 | 8.516 | 7.329 | 9.526 | 4.817 | 4.739 | 6.306 | 5.109 | 5.867 | 10.591 | 5.62 | 7.466
1461 | 3.17 | 6.9831 | 3.91 | 5 | 4.3689 | 6.659 | 5.28 | 6 | 5.53 | 10.6 | 6.408 | 8 | 7.21 | 15 | 8.808 | 11 | 6.602 | 6.112 | 10.132 | 6.362 | 8.407 | 11.412 | 12.925 | 10.937 | 8.83 | 8.463 | 14.465 | 7.389 | 12.073 | 5.966 | 7.611 | 5.891 | 10.365 | 7.96 | 6.438 | 9.458 | 13.898 | 11.895 | 15.384 | 7.395 | 7.38 | 10.381 | 7.844 | 8.668 | 16.785 | 8.891 | 12.47 | 5.93 | 5.518 | 9.234 | 5.661 | 7.402 | 10.266 | 11.363 | 9.66 | 7.765 | 7.448 | 12.723 | 6.55 | 10.576 | 5.386 | 6.84 | 5.264 | 9.156 | 7.125 | 5.887 | 8.422 | 12.209 | 10.489 | 13.576 | 6.604 | 6.564 | 9.054 | 6.974 | 7.839 | 14.873 | 7.897 | 10.87 | 5.242 | 4.901 | 8.136 | 4.998 | 6.421 | 8.989 | 9.959 | 8.42 | 6.88 | 6.511 | 11.103 | 5.733 | 9.151 | 4.806 | 6.148 | 4.66 | 7.994 | 6.301 | 5.309 | 7.374 | 10.594 | 9.105 | 11.817 | 5.844 | 5.778 | 7.844 | 6.181 | 7.01 | 13.028 | 6.915 | 9.359 | 4.307 | 4.055 | 6.671 | 4.11 | 5.147 | 7.304 | 8.106 | 6.811 | 5.688 | 5.286 | 8.988 | 4.66 | 7.335 | 4.008 | 5.18 | 3.852 | 6.481 | 5.195 | 4.491 | 5.999 | 8.516 | 7.329 | 9.526 | 4.817 | 4.739 | 6.306 | 5.109 | 5.867 | 10.591 | 5.62 | 7.466
1462 | 3.17 | 6.9835 | 3.91 | 5 | 4.3691 | 6.659 | 5.28 | 6 | 5.53 | 10.6 | 6.408 | 8 | 7.21 | 15 | 8.808 | 11 | 6.602 | 6.112 | 10.132 | 6.362 | 8.407 | 11.412 | 12.925 | 10.937 | 8.83 | 8.463 | 14.465 | 7.389 | 12.073 | 5.966 | 7.611 | 5.891 | 10.365 | 7.96 | 6.438 | 9.458 | 13.898 | 11.895 | 15.384 | 7.395 | 7.38 | 10.381 | 7.844 | 8.668 | 16.785 | 8.891 | 12.47 | 5.93 | 5.518 | 9.234 | 5.661 | 7.402 | 10.266 | 11.363 | 9.66 | 7.765 | 7.448 | 12.723 | 6.55 | 10.576 | 5.386 | 6.84 | 5.264 | 9.156 | 7.125 | 5.887 | 8.422 | 12.209 | 10.489 | 13.576 | 6.604 | 6.564 | 9.054 | 6.974 | 7.839 | 14.873 | 7.897 | 10.87 | 5.242 | 4.901 | 8.136 | 4.998 | 6.421 | 8.989 | 9.959 | 8.42 | 6.88 | 6.511 | 11.103 | 5.733 | 9.151 | 4.806 | 6.148 | 4.66 | 7.994 | 6.301 | 5.309 | 7.374 | 10.594 | 9.105 | 11.817 | 5.844 | 5.778 | 7.844 | 6.181 | 7.01 | 13.028 | 6.915 | 9.359 | 4.307 | 4.055 | 6.671 | 4.11 | 5.147 | 7.304 | 8.106 | 6.811 | 5.688 | 5.286 | 8.988 | 4.66 | 7.335 | 4.008 | 5.18 | 3.852 | 6.481 | 5.195 | 4.491 | 5.999 | 8.516 | 7.329 | 9.526 | 4.817 | 4.739 | 6.306 | 5.109 | 5.867 | 10.591 | 5.62 | 7.466
1463 | 3.17 | 6.984 | 3.91 | 5 | 4.3694 | 6.6591 | 5.28 | 6 | 5.53 | 10.6 | 6.408 | 8 | 7.21 | 15 | 8.808 | 11 | 6.602 | 6.112 | 10.132 | 6.362 | 8.407 | 11.412 | 12.925 | 10.937 | 8.83 | 8.463 | 14.465 | 7.389 | 12.073 | 5.966 | 7.611 | 5.891 | 10.365 | 7.96 | 6.438 | 9.458 | 13.898 | 11.895 | 15.384 | 7.395 | 7.38 | 10.381 | 7.844 | 8.668 | 16.785 | 8.891 | 12.47 | 5.93 | 5.518 | 9.234 | 5.661 | 7.402 | 10.266 | 11.363 | 9.66 | 7.765 | 7.448 | 12.723 | 6.55 | 10.576 | 5.386 | 6.84 | 5.264 | 9.156 | 7.125 | 5.887 | 8.422 | 12.209 | 10.489 | 13.576 | 6.604 | 6.564 | 9.054 | 6.974 | 7.839 | 14.873 | 7.897 | 10.87 | 5.242 | 4.901 | 8.136 | 4.998 | 6.421 | 8.989 | 9.959 | 8.42 | 6.88 | 6.511 | 11.103 | 5.733 | 9.151 | 4.806 | 6.148 | 4.66 | 7.994 | 6.301 | 5.309 | 7.374 | 10.594 | 9.105 | 11.817 | 5.844 | 5.778 | 7.844 | 6.181 | 7.01 | 13.028 | 6.915 | 9.359 | 4.307 | 4.055 | 6.671 | 4.11 | 5.147 | 7.304 | 8.106 | 6.811 | 5.688 | 5.286 | 8.988 | 4.66 | 7.335 | 4.008 | 5.18 | 3.852 | 6.481 | 5.195 | 4.491 | 5.999 | 8.516 | 7.329 | 9.526 | 4.817 | 4.739 | 6.306 | 5.109 | 5.867 | 10.591 | 5.62 | 7.466
1464 | 3.17 | 6.9844 | 3.91 | 5 | 4.3697 | 6.6591 | 5.28 | 6 | 5.53 | 10.6 | 6.408 | 8 | 7.21 | 15 | 8.808 | 11 | 6.602 | 6.112 | 10.132 | 6.362 | 8.407 | 11.412 | 12.925 | 10.937 | 8.83 | 8.463 | 14.465 | 7.389 | 12.073 | 5.966 | 7.611 | 5.891 | 10.365 | 7.96 | 6.438 | 9.458 | 13.898 | 11.895 | 15.384 | 7.395 | 7.38 | 10.381 | 7.844 | 8.668 | 16.785 | 8.891 | 12.47 | 5.93 | 5.518 | 9.234 | 5.661 | 7.402 | 10.266 | 11.363 | 9.66 | 7.765 | 7.448 | 12.723 | 6.55 | 10.576 | 5.386 | 6.84 | 5.264 | 9.156 | 7.125 | 5.887 | 8.422 | 12.209 | 10.489 | 13.576 | 6.604 | 6.564 | 9.054 | 6.974 | 7.839 | 14.873 | 7.897 | 10.87 | 5.242 | 4.901 | 8.136 | 4.998 | 6.421 | 8.989 | 9.959 | 8.42 | 6.88 | 6.511 | 11.103 | 5.733 | 9.151 | 4.806 | 6.148 | 4.66 | 7.994 | 6.301 | 5.309 | 7.374 | 10.594 | 9.105 | 11.817 | 5.844 | 5.778 | 7.844 | 6.181 | 7.01 | 13.028 | 6.915 | 9.359 | 4.307 | 4.055 | 6.671 | 4.11 | 5.147 | 7.304 | 8.106 | 6.811 | 5.688 | 5.286 | 8.988 | 4.66 | 7.335 | 4.008 | 5.18 | 3.852 | 6.481 | 5.195 | 4.491 | 5.999 | 8.516 | 7.329 | 9.526 | 4.817 | 4.739 | 6.306 | 5.109 | 5.867 | 10.591 | 5.62 | 7.466
1465 | 3.17 | 6.9848 | 3.91 | 5 | 4.37 | 6.6591 | 5.28 | 6 | 5.53 | 10.6 | 6.408 | 8 | 7.21 | 15 | 8.808 | 11 | 6.602 | 6.112 | 10.132 | 6.362 | 8.407 | 11.412 | 12.925 | 10.937 | 8.83 | 8.463 | 14.465 | 7.389 | 12.073 | 5.966 | 7.611 | 5.891 | 10.365 | 7.96 | 6.438 | 9.458 | 13.898 | 11.895 | 15.384 | 7.395 | 7.38 | 10.381 | 7.844 | 8.668 | 16.785 | 8.891 | 12.47 | 5.93 | 5.518 | 9.234 | 5.661 | 7.402 | 10.266 | 11.363 | 9.66 | 7.765 | 7.448 | 12.723 | 6.55 | 10.576 | 5.386 | 6.84 | 5.264 | 9.156 | 7.125 | 5.887 | 8.422 | 12.209 | 10.489 | 13.576 | 6.604 | 6.564 | 9.054 | 6.974 | 7.839 | 14.873 | 7.897 | 10.87 | 5.242 | 4.901 | 8.136 | 4.998 | 6.421 | 8.989 | 9.959 | 8.42 | 6.88 | 6.511 | 11.103 | 5.733 | 9.151 | 4.806 | 6.148 | 4.66 | 7.994 | 6.301 | 5.309 | 7.374 | 10.594 | 9.105 | 11.817 | 5.844 | 5.778 | 7.844 | 6.181 | 7.01 | 13.028 | 6.915 | 9.359 | 4.307 | 4.055 | 6.671 | 4.11 | 5.147 | 7.304 | 8.106 | 6.811 | 5.688 | 5.286 | 8.988 | 4.66 | 7.335 | 4.008 | 5.18 | 3.852 | 6.481 | 5.195 | 4.491 | 5.999 | 8.516 | 7.329 | 9.526 | 4.817 | 4.739 | 6.306 | 5.109 | 5.867 | 10.591 | 5.62 | 7.466
1466 | 3.17 | 6.9853 | 3.91 | 5 | 4.3703 | 6.6591 | 5.28 | 6 | 5.53 | 10.6 | 6.408 | 8 | 7.21 | 15 | 8.808 | 11 | 6.602 | 6.112 | 10.132 | 6.362 | 8.407 | 11.412 | 12.925 | 10.937 | 8.83 | 8.463 | 14.465 | 7.389 | 12.073 | 5.966 | 7.611 | 5.891 | 10.365 | 7.96 | 6.438 | 9.458 | 13.898 | 11.895 | 15.384 | 7.395 | 7.38 | 10.381 | 7.844 | 8.668 | 16.785 | 8.891 | 12.47 | 5.93 | 5.518 | 9.234 | 5.661 | 7.402 | 10.266 | 11.363 | 9.66 | 7.765 | 7.448 | 12.723 | 6.55 | 10.576 | 5.386 | 6.84 | 5.264 | 9.156 | 7.125 | 5.887 | 8.422 | 12.209 | 10.489 | 13.576 | 6.604 | 6.564 | 9.054 | 6.974 | 7.839 | 14.873 | 7.897 | 10.87 | 5.242 | 4.901 | 8.136 | 4.998 | 6.421 | 8.989 | 9.959 | 8.42 | 6.88 | 6.511 | 11.103 | 5.733 | 9.151 | 4.806 | 6.148 | 4.66 | 7.994 | 6.301 | 5.309 | 7.374 | 10.594 | 9.105 | 11.817 | 5.844 | 5.778 | 7.844 | 6.181 | 7.01 | 13.028 | 6.915 | 9.359 | 4.307 | 4.055 | 6.671 | 4.11 | 5.147 | 7.304 | 8.106 | 6.811 | 5.688 | 5.286 | 8.988 | 4.66 | 7.335 | 4.008 | 5.18 | 3.852 | 6.481 | 5.195 | 4.491 | 5.999 | 8.516 | 7.329 | 9.526 | 4.817 | 4.739 | 6.306 | 5.109 | 5.867 | 10.591 | 5.62 | 7.466
1467 | 3.17 | 6.9857 | 3.91 | 5 | 4.3706 | 6.6592 | 5.28 | 6 | 5.53 | 10.6 | 6.408 | 8 | 7.21 | 15 | 8.808 | 11 | 6.602 | 6.112 | 10.132 | 6.362 | 8.407 | 11.412 | 12.925 | 10.937 | 8.83 | 8.463 | 14.465 | 7.389 | 12.073 | 5.966 | 7.611 | 5.891 | 10.365 | 7.96 | 6.438 | 9.458 | 13.898 | 11.895 | 15.384 | 7.395 | 7.38 | 10.381 | 7.844 | 8.668 | 16.785 | 8.891 | 12.47 | 5.93 | 5.518 | 9.234 | 5.661 | 7.402 | 10.266 | 11.363 | 9.66 | 7.765 | 7.448 | 12.723 | 6.55 | 10.576 | 5.386 | 6.84 | 5.264 | 9.156 | 7.125 | 5.887 | 8.422 | 12.209 | 10.489 | 13.576 | 6.604 | 6.564 | 9.054 | 6.974 | 7.839 | 14.873 | 7.897 | 10.87 | 5.242 | 4.901 | 8.136 | 4.998 | 6.421 | 8.989 | 9.959 | 8.42 | 6.88 | 6.511 | 11.103 | 5.733 | 9.151 | 4.806 | 6.148 | 4.66 | 7.994 | 6.301 | 5.309 | 7.374 | 10.594 | 9.105 | 11.817 | 5.844 | 5.778 | 7.844 | 6.181 | 7.01 | 13.028 | 6.915 | 9.359 | 4.307 | 4.055 | 6.671 | 4.11 | 5.147 | 7.304 | 8.106 | 6.811 | 5.688 | 5.286 | 8.988 | 4.66 | 7.335 | 4.008 | 5.18 | 3.852 | 6.481 | 5.195 | 4.491 | 5.999 | 8.516 | 7.329 | 9.526 | 4.817 | 4.739 | 6.306 | 5.109 | 5.867 | 10.591 | 5.62 | 7.466
1468 | 3.17 | 6.9861 | 3.91 | 5 | 4.3709 | 6.6592 | 5.28 | 6 | 5.53 | 10.6 | 6.408 | 8 | 7.21 | 15 | 8.808 | 11 | 6.602 | 6.112 | 10.132 | 6.362 | 8.407 | 11.412 | 12.925 | 10.937 | 8.83 | 8.463 | 14.465 | 7.389 | 12.073 | 5.966 | 7.611 | 5.891 | 10.365 | 7.96 | 6.438 | 9.458 | 13.898 | 11.895 | 15.384 | 7.395 | 7.38 | 10.381 | 7.844 | 8.668 | 16.785 | 8.891 | 12.47 | 5.93 | 5.518 | 9.234 | 5.661 | 7.402 | 10.266 | 11.363 | 9.66 | 7.765 | 7.448 | 12.723 | 6.55 | 10.576 | 5.386 | 6.84 | 5.264 | 9.156 | 7.125 | 5.887 | 8.422 | 12.209 | 10.489 | 13.576 | 6.604 | 6.564 | 9.054 | 6.974 | 7.839 | 14.873 | 7.897 | 10.87 | 5.242 | 4.901 | 8.136 | 4.998 | 6.421 | 8.989 | 9.959 | 8.42 | 6.88 | 6.511 | 11.103 | 5.733 | 9.151 | 4.806 | 6.148 | 4.66 | 7.994 | 6.301 | 5.309 | 7.374 | 10.594 | 9.105 | 11.817 | 5.844 | 5.778 | 7.844 | 6.181 | 7.01 | 13.028 | 6.915 | 9.359 | 4.307 | 4.055 | 6.671 | 4.11 | 5.147 | 7.304 | 8.106 | 6.811 | 5.688 | 5.286 | 8.988 | 4.66 | 7.335 | 4.008 | 5.18 | 3.852 | 6.481 | 5.195 | 4.491 | 5.999 | 8.516 | 7.329 | 9.526 | 4.817 | 4.739 | 6.306 | 5.109 | 5.867 | 10.591 | 5.62 | 7.466
1469 | 3.17 | 6.9866 | 3.91 | 5 | 4.3711 | 6.6592 | 5.28 | 6 | 5.53 | 10.6 | 6.408 | 8 | 7.21 | 15 | 8.808 | 11 | 6.602 | 6.112 | 10.132 | 6.362 | 8.407 | 11.412 | 12.925 | 10.937 | 8.83 | 8.463 | 14.465 | 7.389 | 12.073 | 5.966 | 7.611 | 5.891 | 10.365 | 7.96 | 6.438 | 9.458 | 13.898 | 11.895 | 15.384 | 7.395 | 7.38 | 10.381 | 7.844 | 8.668 | 16.785 | 8.891 | 12.47 | 5.93 | 5.518 | 9.234 | 5.661 | 7.402 | 10.266 | 11.363 | 9.66 | 7.765 | 7.448 | 12.723 | 6.55 | 10.576 | 5.386 | 6.84 | 5.264 | 9.156 | 7.125 | 5.887 | 8.422 | 12.209 | 10.489 | 13.576 | 6.604 | 6.564 | 9.054 | 6.974 | 7.839 | 14.873 | 7.897 | 10.87 | 5.242 | 4.901 | 8.136 | 4.998 | 6.421 | 8.989 | 9.959 | 8.42 | 6.88 | 6.511 | 11.103 | 5.733 | 9.151 | 4.806 | 6.148 | 4.66 | 7.994 | 6.301 | 5.309 | 7.374 | 10.594 | 9.105 | 11.817 | 5.844 | 5.778 | 7.844 | 6.181 | 7.01 | 13.028 | 6.915 | 9.359 | 4.307 | 4.055 | 6.671 | 4.11 | 5.147 | 7.304 | 8.106 | 6.811 | 5.688 | 5.286 | 8.988 | 4.66 | 7.335 | 4.008 | 5.18 | 3.852 | 6.481 | 5.195 | 4.491 | 5.999 | 8.516 | 7.329 | 9.526 | 4.817 | 4.739 | 6.306 | 5.109 | 5.867 | 10.591 | 5.62 | 7.466
1470 | 3.17 | 6.987 | 3.91 | 5 | 4.3714 | 6.6593 | 5.28 | 6 | 5.53 | 10.6 | 6.408 | 8 | 7.21 | 15 | 8.808 | 11 | 6.602 | 6.112 | 10.132 | 6.362 | 8.407 | 11.412 | 12.925 | 10.937 | 8.83 | 8.463 | 14.465 | 7.389 | 12.073 | 5.966 | 7.611 | 5.891 | 10.365 | 7.96 | 6.438 | 9.458 | 13.898 | 11.895 | 15.384 | 7.395 | 7.38 | 10.381 | 7.844 | 8.668 | 16.785 | 8.891 | 12.47 | 5.93 | 5.518 | 9.234 | 5.661 | 7.402 | 10.266 | 11.363 | 9.66 | 7.765 | 7.448 | 12.723 | 6.55 | 10.576 | 5.386 | 6.84 | 5.264 | 9.156 | 7.125 | 5.887 | 8.422 | 12.209 | 10.489 | 13.576 | 6.604 | 6.564 | 9.054 | 6.974 | 7.839 | 14.873 | 7.897 | 10.87 | 5.242 | 4.901 | 8.136 | 4.998 | 6.421 | 8.989 | 9.959 | 8.42 | 6.88 | 6.511 | 11.103 | 5.733 | 9.151 | 4.806 | 6.148 | 4.66 | 7.994 | 6.301 | 5.309 | 7.374 | 10.594 | 9.105 | 11.817 | 5.844 | 5.778 | 7.844 | 6.181 | 7.01 | 13.028 | 6.915 | 9.359 | 4.307 | 4.055 | 6.671 | 4.11 | 5.147 | 7.304 | 8.106 | 6.811 | 5.688 | 5.286 | 8.988 | 4.66 | 7.335 | 4.008 | 5.18 | 3.852 | 6.481 | 5.195 | 4.491 | 5.999 | 8.516 | 7.329 | 9.526 | 4.817 | 4.739 | 6.306 | 5.109 | 5.867 | 10.591 | 5.62 | 7.466
1471 | 3.17 | 6.9874 | 3.91 | 5 | 4.3717 | 6.6593 | 5.28 | 6 | 5.53 | 10.6 | 6.408 | 8 | 7.21 | 15 | 8.808 | 11 | 6.602 | 6.112 | 10.132 | 6.362 | 8.407 | 11.412 | 12.925 | 10.937 | 8.83 | 8.463 | 14.465 | 7.389 | 12.073 | 5.966 | 7.611 | 5.891 | 10.365 | 7.96 | 6.438 | 9.458 | 13.898 | 11.895 | 15.384 | 7.395 | 7.38 | 10.381 | 7.844 | 8.668 | 16.785 | 8.891 | 12.47 | 5.93 | 5.518 | 9.234 | 5.661 | 7.402 | 10.266 | 11.363 | 9.66 | 7.765 | 7.448 | 12.723 | 6.55 | 10.576 | 5.386 | 6.84 | 5.264 | 9.156 | 7.125 | 5.887 | 8.422 | 12.209 | 10.489 | 13.576 | 6.604 | 6.564 | 9.054 | 6.974 | 7.839 | 14.873 | 7.897 | 10.87 | 5.242 | 4.901 | 8.136 | 4.998 | 6.421 | 8.989 | 9.959 | 8.42 | 6.88 | 6.511 | 11.103 | 5.733 | 9.151 | 4.806 | 6.148 | 4.66 | 7.994 | 6.301 | 5.309 | 7.374 | 10.594 | 9.105 | 11.817 | 5.844 | 5.778 | 7.844 | 6.181 | 7.01 | 13.028 | 6.915 | 9.359 | 4.307 | 4.055 | 6.671 | 4.11 | 5.147 | 7.304 | 8.106 | 6.811 | 5.688 | 5.286 | 8.988 | 4.66 | 7.335 | 4.008 | 5.18 | 3.852 | 6.481 | 5.195 | 4.491 | 5.999 | 8.516 | 7.329 | 9.526 | 4.817 | 4.739 | 6.306 | 5.109 | 5.867 | 10.591 | 5.62 | 7.466
1472 | 3.17 | 6.9879 | 3.91 | 5 | 4.372 | 6.6593 | 5.28 | 6 | 5.53 | 10.6 | 6.408 | 8 | 7.21 | 15 | 8.808 | 11 | 6.602 | 6.112 | 10.132 | 6.362 | 8.407 | 11.412 | 12.925 | 10.937 | 8.83 | 8.463 | 14.465 | 7.389 | 12.073 | 5.966 | 7.611 | 5.891 | 10.365 | 7.96 | 6.438 | 9.458 | 13.898 | 11.895 | 15.384 | 7.395 | 7.38 | 10.381 | 7.844 | 8.668 | 16.785 | 8.891 | 12.47 | 5.93 | 5.518 | 9.234 | 5.661 | 7.402 | 10.266 | 11.363 | 9.66 | 7.765 | 7.448 | 12.723 | 6.55 | 10.576 | 5.386 | 6.84 | 5.264 | 9.156 | 7.125 | 5.887 | 8.422 | 12.209 | 10.489 | 13.576 | 6.604 | 6.564 | 9.054 | 6.974 | 7.839 | 14.873 | 7.897 | 10.87 | 5.242 | 4.901 | 8.136 | 4.998 | 6.421 | 8.989 | 9.959 | 8.42 | 6.88 | 6.511 | 11.103 | 5.733 | 9.151 | 4.806 | 6.148 | 4.66 | 7.994 | 6.301 | 5.309 | 7.374 | 10.594 | 9.105 | 11.817 | 5.844 | 5.778 | 7.844 | 6.181 | 7.01 | 13.028 | 6.915 | 9.359 | 4.307 | 4.055 | 6.671 | 4.11 | 5.147 | 7.304 | 8.106 | 6.811 | 5.688 | 5.286 | 8.988 | 4.66 | 7.335 | 4.008 | 5.18 | 3.852 | 6.481 | 5.195 | 4.491 | 5.999 | 8.516 | 7.329 | 9.526 | 4.817 | 4.739 | 6.306 | 5.109 | 5.867 | 10.591 | 5.62 | 7.466
1473 | 3.17 | 6.9883 | 3.91 | 5 | 4.3723 | 6.6593 | 5.28 | 6 | 5.53 | 10.6 | 6.408 | 8 | 7.21 | 15 | 8.808 | 11 | 6.602 | 6.112 | 10.132 | 6.362 | 8.407 | 11.412 | 12.925 | 10.937 | 8.83 | 8.463 | 14.465 | 7.389 | 12.073 | 5.966 | 7.611 | 5.891 | 10.365 | 7.96 | 6.438 | 9.458 | 13.898 | 11.895 | 15.384 | 7.395 | 7.38 | 10.381 | 7.844 | 8.668 | 16.785 | 8.891 | 12.47 | 5.93 | 5.518 | 9.234 | 5.661 | 7.402 | 10.266 | 11.363 | 9.66 | 7.765 | 7.448 | 12.723 | 6.55 | 10.576 | 5.386 | 6.84 | 5.264 | 9.156 | 7.125 | 5.887 | 8.422 | 12.209 | 10.489 | 13.576 | 6.604 | 6.564 | 9.054 | 6.974 | 7.839 | 14.873 | 7.897 | 10.87 | 5.242 | 4.901 | 8.136 | 4.998 | 6.421 | 8.989 | 9.959 | 8.42 | 6.88 | 6.511 | 11.103 | 5.733 | 9.151 | 4.806 | 6.148 | 4.66 | 7.994 | 6.301 | 5.309 | 7.374 | 10.594 | 9.105 | 11.817 | 5.844 | 5.778 | 7.844 | 6.181 | 7.01 | 13.028 | 6.915 | 9.359 | 4.307 | 4.055 | 6.671 | 4.11 | 5.147 | 7.304 | 8.106 | 6.811 | 5.688 | 5.286 | 8.988 | 4.66 | 7.335 | 4.008 | 5.18 | 3.852 | 6.481 | 5.195 | 4.491 | 5.999 | 8.516 | 7.329 | 9.526 | 4.817 | 4.739 | 6.306 | 5.109 | 5.867 | 10.591 | 5.62 | 7.466
1474 | 3.17 | 6.9887 | 3.91 | 5 | 4.3726 | 6.6593 | 5.28 | 6 | 5.53 | 10.6 | 6.408 | 8 | 7.21 | 15 | 8.808 | 11 | 6.602 | 6.112 | 10.132 | 6.362 | 8.407 | 11.412 | 12.925 | 10.937 | 8.83 | 8.463 | 14.465 | 7.389 | 12.073 | 5.966 | 7.611 | 5.891 | 10.365 | 7.96 | 6.438 | 9.458 | 13.898 | 11.895 | 15.384 | 7.395 | 7.38 | 10.381 | 7.844 | 8.668 | 16.785 | 8.891 | 12.47 | 5.93 | 5.518 | 9.234 | 5.661 | 7.402 | 10.266 | 11.363 | 9.66 | 7.765 | 7.448 | 12.723 | 6.55 | 10.576 | 5.386 | 6.84 | 5.264 | 9.156 | 7.125 | 5.887 | 8.422 | 12.209 | 10.489 | 13.576 | 6.604 | 6.564 | 9.054 | 6.974 | 7.839 | 14.873 | 7.897 | 10.87 | 5.242 | 4.901 | 8.136 | 4.998 | 6.421 | 8.989 | 9.959 | 8.42 | 6.88 | 6.511 | 11.103 | 5.733 | 9.151 | 4.806 | 6.148 | 4.66 | 7.994 | 6.301 | 5.309 | 7.374 | 10.594 | 9.105 | 11.817 | 5.844 | 5.778 | 7.844 | 6.181 | 7.01 | 13.028 | 6.915 | 9.359 | 4.307 | 4.055 | 6.671 | 4.11 | 5.147 | 7.304 | 8.106 | 6.811 | 5.688 | 5.286 | 8.988 | 4.66 | 7.335 | 4.008 | 5.18 | 3.852 | 6.481 | 5.195 | 4.491 | 5.999 | 8.516 | 7.329 | 9.526 | 4.817 | 4.739 | 6.306 | 5.109 | 5.867 | 10.591 | 5.62 | 7.466
1475 | 3.17 | 6.9892 | 3.91 | 5 | 4.3729 | 6.6594 | 5.28 | 6 | 5.53 | 10.6 | 6.408 | 8 | 7.21 | 15 | 8.808 | 11 | 6.602 | 6.112 | 10.132 | 6.362 | 8.407 | 11.412 | 12.925 | 10.937 | 8.83 | 8.463 | 14.465 | 7.389 | 12.073 | 5.966 | 7.611 | 5.891 | 10.365 | 7.96 | 6.438 | 9.458 | 13.898 | 11.895 | 15.384 | 7.395 | 7.38 | 10.381 | 7.844 | 8.668 | 16.785 | 8.891 | 12.47 | 5.93 | 5.518 | 9.234 | 5.661 | 7.402 | 10.266 | 11.363 | 9.66 | 7.765 | 7.448 | 12.723 | 6.55 | 10.576 | 5.386 | 6.84 | 5.264 | 9.156 | 7.125 | 5.887 | 8.422 | 12.209 | 10.489 | 13.576 | 6.604 | 6.564 | 9.054 | 6.974 | 7.839 | 14.873 | 7.897 | 10.87 | 5.242 | 4.901 | 8.136 | 4.998 | 6.421 | 8.989 | 9.959 | 8.42 | 6.88 | 6.511 | 11.103 | 5.733 | 9.151 | 4.806 | 6.148 | 4.66 | 7.994 | 6.301 | 5.309 | 7.374 | 10.594 | 9.105 | 11.817 | 5.844 | 5.778 | 7.844 | 6.181 | 7.01 | 13.028 | 6.915 | 9.359 | 4.307 | 4.055 | 6.671 | 4.11 | 5.147 | 7.304 | 8.106 | 6.811 | 5.688 | 5.286 | 8.988 | 4.66 | 7.335 | 4.008 | 5.18 | 3.852 | 6.481 | 5.195 | 4.491 | 5.999 | 8.516 | 7.329 | 9.526 | 4.817 | 4.739 | 6.306 | 5.109 | 5.867 | 10.591 | 5.62 | 7.466
1476 | 3.17 | 6.9896 | 3.91 | 5 | 4.3731 | 6.6594 | 5.28 | 6 | 5.53 | 10.6 | 6.408 | 8 | 7.21 | 15 | 8.808 | 11 | 6.602 | 6.112 | 10.132 | 6.362 | 8.407 | 11.412 | 12.925 | 10.937 | 8.83 | 8.463 | 14.465 | 7.389 | 12.073 | 5.966 | 7.611 | 5.891 | 10.365 | 7.96 | 6.438 | 9.458 | 13.898 | 11.895 | 15.384 | 7.395 | 7.38 | 10.381 | 7.844 | 8.668 | 16.785 | 8.891 | 12.47 | 5.93 | 5.518 | 9.234 | 5.661 | 7.402 | 10.266 | 11.363 | 9.66 | 7.765 | 7.448 | 12.723 | 6.55 | 10.576 | 5.386 | 6.84 | 5.264 | 9.156 | 7.125 | 5.887 | 8.422 | 12.209 | 10.489 | 13.576 | 6.604 | 6.564 | 9.054 | 6.974 | 7.839 | 14.873 | 7.897 | 10.87 | 5.242 | 4.901 | 8.136 | 4.998 | 6.421 | 8.989 | 9.959 | 8.42 | 6.88 | 6.511 | 11.103 | 5.733 | 9.151 | 4.806 | 6.148 | 4.66 | 7.994 | 6.301 | 5.309 | 7.374 | 10.594 | 9.105 | 11.817 | 5.844 | 5.778 | 7.844 | 6.181 | 7.01 | 13.028 | 6.915 | 9.359 | 4.307 | 4.055 | 6.671 | 4.11 | 5.147 | 7.304 | 8.106 | 6.811 | 5.688 | 5.286 | 8.988 | 4.66 | 7.335 | 4.008 | 5.18 | 3.852 | 6.481 | 5.195 | 4.491 | 5.999 | 8.516 | 7.329 | 9.526 | 4.817 | 4.739 | 6.306 | 5.109 | 5.867 | 10.591 | 5.62 | 7.466
1477 | 3.17 | 6.99 | 3.91 | 5 | 4.3734 | 6.6594 | 5.28 | 6 | 5.53 | 10.6 | 6.408 | 8 | 7.21 | 15 | 8.808 | 11 | 6.602 | 6.112 | 10.132 | 6.362 | 8.407 | 11.412 | 12.925 | 10.937 | 8.83 | 8.463 | 14.465 | 7.389 | 12.073 | 5.966 | 7.611 | 5.891 | 10.365 | 7.96 | 6.438 | 9.458 | 13.898 | 11.895 | 15.384 | 7.395 | 7.38 | 10.381 | 7.844 | 8.668 | 16.785 | 8.891 | 12.47 | 5.93 | 5.518 | 9.234 | 5.661 | 7.402 | 10.266 | 11.363 | 9.66 | 7.765 | 7.448 | 12.723 | 6.55 | 10.576 | 5.386 | 6.84 | 5.264 | 9.156 | 7.125 | 5.887 | 8.422 | 12.209 | 10.489 | 13.576 | 6.604 | 6.564 | 9.054 | 6.974 | 7.839 | 14.873 | 7.897 | 10.87 | 5.242 | 4.901 | 8.136 | 4.998 | 6.421 | 8.989 | 9.959 | 8.42 | 6.88 | 6.511 | 11.103 | 5.733 | 9.151 | 4.806 | 6.148 | 4.66 | 7.994 | 6.301 | 5.309 | 7.374 | 10.594 | 9.105 | 11.817 | 5.844 | 5.778 | 7.844 | 6.181 | 7.01 | 13.028 | 6.915 | 9.359 | 4.307 | 4.055 | 6.671 | 4.11 | 5.147 | 7.304 | 8.106 | 6.811 | 5.688 | 5.286 | 8.988 | 4.66 | 7.335 | 4.008 | 5.18 | 3.852 | 6.481 | 5.195 | 4.491 | 5.999 | 8.516 | 7.329 | 9.526 | 4.817 | 4.739 | 6.306 | 5.109 | 5.867 | 10.591 | 5.62 | 7.466
1478 | 3.17 | 6.9905 | 3.91 | 5 | 4.3737 | 6.6594 | 5.28 | 6 | 5.53 | 10.6 | 6.408 | 8 | 7.21 | 15 | 8.808 | 11 | 6.602 | 6.112 | 10.132 | 6.362 | 8.407 | 11.412 | 12.925 | 10.937 | 8.83 | 8.463 | 14.465 | 7.389 | 12.073 | 5.966 | 7.611 | 5.891 | 10.365 | 7.96 | 6.438 | 9.458 | 13.898 | 11.895 | 15.384 | 7.395 | 7.38 | 10.381 | 7.844 | 8.668 | 16.785 | 8.891 | 12.47 | 5.93 | 5.518 | 9.234 | 5.661 | 7.402 | 10.266 | 11.363 | 9.66 | 7.765 | 7.448 | 12.723 | 6.55 | 10.576 | 5.386 | 6.84 | 5.264 | 9.156 | 7.125 | 5.887 | 8.422 | 12.209 | 10.489 | 13.576 | 6.604 | 6.564 | 9.054 | 6.974 | 7.839 | 14.873 | 7.897 | 10.87 | 5.242 | 4.901 | 8.136 | 4.998 | 6.421 | 8.989 | 9.959 | 8.42 | 6.88 | 6.511 | 11.103 | 5.733 | 9.151 | 4.806 | 6.148 | 4.66 | 7.994 | 6.301 | 5.309 | 7.374 | 10.594 | 9.105 | 11.817 | 5.844 | 5.778 | 7.844 | 6.181 | 7.01 | 13.028 | 6.915 | 9.359 | 4.307 | 4.055 | 6.671 | 4.11 | 5.147 | 7.304 | 8.106 | 6.811 | 5.688 | 5.286 | 8.988 | 4.66 | 7.335 | 4.008 | 5.18 | 3.852 | 6.481 | 5.195 | 4.491 | 5.999 | 8.516 | 7.329 | 9.526 | 4.817 | 4.739 | 6.306 | 5.109 | 5.867 | 10.591 | 5.62 | 7.466
1479 | 3.17 | 6.9909 | 3.91 | 5 | 4.374 | 6.6595 | 5.28 | 6 | 5.53 | 10.6 | 6.408 | 8 | 7.21 | 15 | 8.808 | 11 | 6.602 | 6.112 | 10.132 | 6.362 | 8.407 | 11.412 | 12.925 | 10.937 | 8.83 | 8.463 | 14.465 | 7.389 | 12.073 | 5.966 | 7.611 | 5.891 | 10.365 | 7.96 | 6.438 | 9.458 | 13.898 | 11.895 | 15.384 | 7.395 | 7.38 | 10.381 | 7.844 | 8.668 | 16.785 | 8.891 | 12.47 | 5.93 | 5.518 | 9.234 | 5.661 | 7.402 | 10.266 | 11.363 | 9.66 | 7.765 | 7.448 | 12.723 | 6.55 | 10.576 | 5.386 | 6.84 | 5.264 | 9.156 | 7.125 | 5.887 | 8.422 | 12.209 | 10.489 | 13.576 | 6.604 | 6.564 | 9.054 | 6.974 | 7.839 | 14.873 | 7.897 | 10.87 | 5.242 | 4.901 | 8.136 | 4.998 | 6.421 | 8.989 | 9.959 | 8.42 | 6.88 | 6.511 | 11.103 | 5.733 | 9.151 | 4.806 | 6.148 | 4.66 | 7.994 | 6.301 | 5.309 | 7.374 | 10.594 | 9.105 | 11.817 | 5.844 | 5.778 | 7.844 | 6.181 | 7.01 | 13.028 | 6.915 | 9.359 | 4.307 | 4.055 | 6.671 | 4.11 | 5.147 | 7.304 | 8.106 | 6.811 | 5.688 | 5.286 | 8.988 | 4.66 | 7.335 | 4.008 | 5.18 | 3.852 | 6.481 | 5.195 | 4.491 | 5.999 | 8.516 | 7.329 | 9.526 | 4.817 | 4.739 | 6.306 | 5.109 | 5.867 | 10.591 | 5.62 | 7.466
1480 | 3.17 | 6.9913 | 3.91 | 5 | 4.3743 | 6.6595 | 5.28 | 6 | 5.53 | 10.6 | 6.408 | 8 | 7.21 | 15 | 8.808 | 11 | 6.602 | 6.112 | 10.132 | 6.362 | 8.407 | 11.412 | 12.925 | 10.937 | 8.83 | 8.463 | 14.465 | 7.389 | 12.073 | 5.966 | 7.611 | 5.891 | 10.365 | 7.96 | 6.438 | 9.458 | 13.898 | 11.895 | 15.384 | 7.395 | 7.38 | 10.381 | 7.844 | 8.668 | 16.785 | 8.891 | 12.47 | 5.93 | 5.518 | 9.234 | 5.661 | 7.402 | 10.266 | 11.363 | 9.66 | 7.765 | 7.448 | 12.723 | 6.55 | 10.576 | 5.386 | 6.84 | 5.264 | 9.156 | 7.125 | 5.887 | 8.422 | 12.209 | 10.489 | 13.576 | 6.604 | 6.564 | 9.054 | 6.974 | 7.839 | 14.873 | 7.897 | 10.87 | 5.242 | 4.901 | 8.136 | 4.998 | 6.421 | 8.989 | 9.959 | 8.42 | 6.88 | 6.511 | 11.103 | 5.733 | 9.151 | 4.806 | 6.148 | 4.66 | 7.994 | 6.301 | 5.309 | 7.374 | 10.594 | 9.105 | 11.817 | 5.844 | 5.778 | 7.844 | 6.181 | 7.01 | 13.028 | 6.915 | 9.359 | 4.307 | 4.055 | 6.671 | 4.11 | 5.147 | 7.304 | 8.106 | 6.811 | 5.688 | 5.286 | 8.988 | 4.66 | 7.335 | 4.008 | 5.18 | 3.852 | 6.481 | 5.195 | 4.491 | 5.999 | 8.516 | 7.329 | 9.526 | 4.817 | 4.739 | 6.306 | 5.109 | 5.867 | 10.591 | 5.62 | 7.466
1481 | 3.17 | 6.9918 | 3.91 | 5 | 4.3746 | 6.6595 | 5.28 | 6 | 5.53 | 10.6 | 6.408 | 8 | 7.21 | 15 | 8.808 | 11 | 6.602 | 6.112 | 10.132 | 6.362 | 8.407 | 11.412 | 12.925 | 10.937 | 8.83 | 8.463 | 14.465 | 7.389 | 12.073 | 5.966 | 7.611 | 5.891 | 10.365 | 7.96 | 6.438 | 9.458 | 13.898 | 11.895 | 15.384 | 7.395 | 7.38 | 10.381 | 7.844 | 8.668 | 16.785 | 8.891 | 12.47 | 5.93 | 5.518 | 9.234 | 5.661 | 7.402 | 10.266 | 11.363 | 9.66 | 7.765 | 7.448 | 12.723 | 6.55 | 10.576 | 5.386 | 6.84 | 5.264 | 9.156 | 7.125 | 5.887 | 8.422 | 12.209 | 10.489 | 13.576 | 6.604 | 6.564 | 9.054 | 6.974 | 7.839 | 14.873 | 7.897 | 10.87 | 5.242 | 4.901 | 8.136 | 4.998 | 6.421 | 8.989 | 9.959 | 8.42 | 6.88 | 6.511 | 11.103 | 5.733 | 9.151 | 4.806 | 6.148 | 4.66 | 7.994 | 6.301 | 5.309 | 7.374 | 10.594 | 9.105 | 11.817 | 5.844 | 5.778 | 7.844 | 6.181 | 7.01 | 13.028 | 6.915 | 9.359 | 4.307 | 4.055 | 6.671 | 4.11 | 5.147 | 7.304 | 8.106 | 6.811 | 5.688 | 5.286 | 8.988 | 4.66 | 7.335 | 4.008 | 5.18 | 3.852 | 6.481 | 5.195 | 4.491 | 5.999 | 8.516 | 7.329 | 9.526 | 4.817 | 4.739 | 6.306 | 5.109 | 5.867 | 10.591 | 5.62 | 7.466
1482 | 3.17 | 6.9922 | 3.91 | 5 | 4.3749 | 6.6596 | 5.28 | 6 | 5.53 | 10.6 | 6.408 | 8 | 7.21 | 15 | 8.808 | 11 | 6.602 | 6.112 | 10.132 | 6.362 | 8.407 | 11.412 | 12.925 | 10.937 | 8.83 | 8.463 | 14.465 | 7.389 | 12.073 | 5.966 | 7.611 | 5.891 | 10.365 | 7.96 | 6.438 | 9.458 | 13.898 | 11.895 | 15.384 | 7.395 | 7.38 | 10.381 | 7.844 | 8.668 | 16.785 | 8.891 | 12.47 | 5.93 | 5.518 | 9.234 | 5.661 | 7.402 | 10.266 | 11.363 | 9.66 | 7.765 | 7.448 | 12.723 | 6.55 | 10.576 | 5.386 | 6.84 | 5.264 | 9.156 | 7.125 | 5.887 | 8.422 | 12.209 | 10.489 | 13.576 | 6.604 | 6.564 | 9.054 | 6.974 | 7.839 | 14.873 | 7.897 | 10.87 | 5.242 | 4.901 | 8.136 | 4.998 | 6.421 | 8.989 | 9.959 | 8.42 | 6.88 | 6.511 | 11.103 | 5.733 | 9.151 | 4.806 | 6.148 | 4.66 | 7.994 | 6.301 | 5.309 | 7.374 | 10.594 | 9.105 | 11.817 | 5.844 | 5.778 | 7.844 | 6.181 | 7.01 | 13.028 | 6.915 | 9.359 | 4.307 | 4.055 | 6.671 | 4.11 | 5.147 | 7.304 | 8.106 | 6.811 | 5.688 | 5.286 | 8.988 | 4.66 | 7.335 | 4.008 | 5.18 | 3.852 | 6.481 | 5.195 | 4.491 | 5.999 | 8.516 | 7.329 | 9.526 | 4.817 | 4.739 | 6.306 | 5.109 | 5.867 | 10.591 | 5.62 | 7.466
1483 | 3.17 | 6.9926 | 3.91 | 5 | 4.3751 | 6.6596 | 5.28 | 6 | 5.53 | 10.6 | 6.408 | 8 | 7.21 | 15 | 8.808 | 11 | 6.602 | 6.112 | 10.132 | 6.362 | 8.407 | 11.412 | 12.925 | 10.937 | 8.83 | 8.463 | 14.465 | 7.389 | 12.073 | 5.966 | 7.611 | 5.891 | 10.365 | 7.96 | 6.438 | 9.458 | 13.898 | 11.895 | 15.384 | 7.395 | 7.38 | 10.381 | 7.844 | 8.668 | 16.785 | 8.891 | 12.47 | 5.93 | 5.518 | 9.234 | 5.661 | 7.402 | 10.266 | 11.363 | 9.66 | 7.765 | 7.448 | 12.723 | 6.55 | 10.576 | 5.386 | 6.84 | 5.264 | 9.156 | 7.125 | 5.887 | 8.422 | 12.209 | 10.489 | 13.576 | 6.604 | 6.564 | 9.054 | 6.974 | 7.839 | 14.873 | 7.897 | 10.87 | 5.242 | 4.901 | 8.136 | 4.998 | 6.421 | 8.989 | 9.959 | 8.42 | 6.88 | 6.511 | 11.103 | 5.733 | 9.151 | 4.806 | 6.148 | 4.66 | 7.994 | 6.301 | 5.309 | 7.374 | 10.594 | 9.105 | 11.817 | 5.844 | 5.778 | 7.844 | 6.181 | 7.01 | 13.028 | 6.915 | 9.359 | 4.307 | 4.055 | 6.671 | 4.11 | 5.147 | 7.304 | 8.106 | 6.811 | 5.688 | 5.286 | 8.988 | 4.66 | 7.335 | 4.008 | 5.18 | 3.852 | 6.481 | 5.195 | 4.491 | 5.999 | 8.516 | 7.329 | 9.526 | 4.817 | 4.739 | 6.306 | 5.109 | 5.867 | 10.591 | 5.62 | 7.466
1484 | 3.17 | 6.9931 | 3.91 | 5 | 4.3754 | 6.6596 | 5.28 | 6 | 5.53 | 10.6 | 6.408 | 8 | 7.21 | 15 | 8.808 | 11 | 6.602 | 6.112 | 10.132 | 6.362 | 8.407 | 11.412 | 12.925 | 10.937 | 8.83 | 8.463 | 14.465 | 7.389 | 12.073 | 5.966 | 7.611 | 5.891 | 10.365 | 7.96 | 6.438 | 9.458 | 13.898 | 11.895 | 15.384 | 7.395 | 7.38 | 10.381 | 7.844 | 8.668 | 16.785 | 8.891 | 12.47 | 5.93 | 5.518 | 9.234 | 5.661 | 7.402 | 10.266 | 11.363 | 9.66 | 7.765 | 7.448 | 12.723 | 6.55 | 10.576 | 5.386 | 6.84 | 5.264 | 9.156 | 7.125 | 5.887 | 8.422 | 12.209 | 10.489 | 13.576 | 6.604 | 6.564 | 9.054 | 6.974 | 7.839 | 14.873 | 7.897 | 10.87 | 5.242 | 4.901 | 8.136 | 4.998 | 6.421 | 8.989 | 9.959 | 8.42 | 6.88 | 6.511 | 11.103 | 5.733 | 9.151 | 4.806 | 6.148 | 4.66 | 7.994 | 6.301 | 5.309 | 7.374 | 10.594 | 9.105 | 11.817 | 5.844 | 5.778 | 7.844 | 6.181 | 7.01 | 13.028 | 6.915 | 9.359 | 4.307 | 4.055 | 6.671 | 4.11 | 5.147 | 7.304 | 8.106 | 6.811 | 5.688 | 5.286 | 8.988 | 4.66 | 7.335 | 4.008 | 5.18 | 3.852 | 6.481 | 5.195 | 4.491 | 5.999 | 8.516 | 7.329 | 9.526 | 4.817 | 4.739 | 6.306 | 5.109 | 5.867 | 10.591 | 5.62 | 7.466
1485 | 3.17 | 6.9935 | 3.91 | 5 | 4.3757 | 6.6596 | 5.28 | 6 | 5.53 | 10.6 | 6.408 | 8 | 7.21 | 15 | 8.808 | 11 | 6.602 | 6.112 | 10.132 | 6.362 | 8.407 | 11.412 | 12.925 | 10.937 | 8.83 | 8.463 | 14.465 | 7.389 | 12.073 | 5.966 | 7.611 | 5.891 | 10.365 | 7.96 | 6.438 | 9.458 | 13.898 | 11.895 | 15.384 | 7.395 | 7.38 | 10.381 | 7.844 | 8.668 | 16.785 | 8.891 | 12.47 | 5.93 | 5.518 | 9.234 | 5.661 | 7.402 | 10.266 | 11.363 | 9.66 | 7.765 | 7.448 | 12.723 | 6.55 | 10.576 | 5.386 | 6.84 | 5.264 | 9.156 | 7.125 | 5.887 | 8.422 | 12.209 | 10.489 | 13.576 | 6.604 | 6.564 | 9.054 | 6.974 | 7.839 | 14.873 | 7.897 | 10.87 | 5.242 | 4.901 | 8.136 | 4.998 | 6.421 | 8.989 | 9.959 | 8.42 | 6.88 | 6.511 | 11.103 | 5.733 | 9.151 | 4.806 | 6.148 | 4.66 | 7.994 | 6.301 | 5.309 | 7.374 | 10.594 | 9.105 | 11.817 | 5.844 | 5.778 | 7.844 | 6.181 | 7.01 | 13.028 | 6.915 | 9.359 | 4.307 | 4.055 | 6.671 | 4.11 | 5.147 | 7.304 | 8.106 | 6.811 | 5.688 | 5.286 | 8.988 | 4.66 | 7.335 | 4.008 | 5.18 | 3.852 | 6.481 | 5.195 | 4.491 | 5.999 | 8.516 | 7.329 | 9.526 | 4.817 | 4.739 | 6.306 | 5.109 | 5.867 | 10.591 | 5.62 | 7.466
1486 | 3.17 | 6.9939 | 3.91 | 5 | 4.376 | 6.6597 | 5.28 | 6 | 5.53 | 10.6 | 6.408 | 8 | 7.21 | 15 | 8.808 | 11 | 6.602 | 6.112 | 10.132 | 6.362 | 8.407 | 11.412 | 12.925 | 10.937 | 8.83 | 8.463 | 14.465 | 7.389 | 12.073 | 5.966 | 7.611 | 5.891 | 10.365 | 7.96 | 6.438 | 9.458 | 13.898 | 11.895 | 15.384 | 7.395 | 7.38 | 10.381 | 7.844 | 8.668 | 16.785 | 8.891 | 12.47 | 5.93 | 5.518 | 9.234 | 5.661 | 7.402 | 10.266 | 11.363 | 9.66 | 7.765 | 7.448 | 12.723 | 6.55 | 10.576 | 5.386 | 6.84 | 5.264 | 9.156 | 7.125 | 5.887 | 8.422 | 12.209 | 10.489 | 13.576 | 6.604 | 6.564 | 9.054 | 6.974 | 7.839 | 14.873 | 7.897 | 10.87 | 5.242 | 4.901 | 8.136 | 4.998 | 6.421 | 8.989 | 9.959 | 8.42 | 6.88 | 6.511 | 11.103 | 5.733 | 9.151 | 4.806 | 6.148 | 4.66 | 7.994 | 6.301 | 5.309 | 7.374 | 10.594 | 9.105 | 11.817 | 5.844 | 5.778 | 7.844 | 6.181 | 7.01 | 13.028 | 6.915 | 9.359 | 4.307 | 4.055 | 6.671 | 4.11 | 5.147 | 7.304 | 8.106 | 6.811 | 5.688 | 5.286 | 8.988 | 4.66 | 7.335 | 4.008 | 5.18 | 3.852 | 6.481 | 5.195 | 4.491 | 5.999 | 8.516 | 7.329 | 9.526 | 4.817 | 4.739 | 6.306 | 5.109 | 5.867 | 10.591 | 5.62 | 7.466
1487 | 3.17 | 6.9944 | 3.91 | 5 | 4.3763 | 6.6597 | 5.28 | 6 | 5.53 | 10.6 | 6.408 | 8 | 7.21 | 15 | 8.808 | 11 | 6.602 | 6.112 | 10.132 | 6.362 | 8.407 | 11.412 | 12.925 | 10.937 | 8.83 | 8.463 | 14.465 | 7.389 | 12.073 | 5.966 | 7.611 | 5.891 | 10.365 | 7.96 | 6.438 | 9.458 | 13.898 | 11.895 | 15.384 | 7.395 | 7.38 | 10.381 | 7.844 | 8.668 | 16.785 | 8.891 | 12.47 | 5.93 | 5.518 | 9.234 | 5.661 | 7.402 | 10.266 | 11.363 | 9.66 | 7.765 | 7.448 | 12.723 | 6.55 | 10.576 | 5.386 | 6.84 | 5.264 | 9.156 | 7.125 | 5.887 | 8.422 | 12.209 | 10.489 | 13.576 | 6.604 | 6.564 | 9.054 | 6.974 | 7.839 | 14.873 | 7.897 | 10.87 | 5.242 | 4.901 | 8.136 | 4.998 | 6.421 | 8.989 | 9.959 | 8.42 | 6.88 | 6.511 | 11.103 | 5.733 | 9.151 | 4.806 | 6.148 | 4.66 | 7.994 | 6.301 | 5.309 | 7.374 | 10.594 | 9.105 | 11.817 | 5.844 | 5.778 | 7.844 | 6.181 | 7.01 | 13.028 | 6.915 | 9.359 | 4.307 | 4.055 | 6.671 | 4.11 | 5.147 | 7.304 | 8.106 | 6.811 | 5.688 | 5.286 | 8.988 | 4.66 | 7.335 | 4.008 | 5.18 | 3.852 | 6.481 | 5.195 | 4.491 | 5.999 | 8.516 | 7.329 | 9.526 | 4.817 | 4.739 | 6.306 | 5.109 | 5.867 | 10.591 | 5.62 | 7.466
1488 | 3.17 | 6.9948 | 3.91 | 5 | 4.3766 | 6.6597 | 5.28 | 6 | 5.53 | 10.6 | 6.408 | 8 | 7.21 | 15 | 8.808 | 11 | 6.602 | 6.112 | 10.132 | 6.362 | 8.407 | 11.412 | 12.925 | 10.937 | 8.83 | 8.463 | 14.465 | 7.389 | 12.073 | 5.966 | 7.611 | 5.891 | 10.365 | 7.96 | 6.438 | 9.458 | 13.898 | 11.895 | 15.384 | 7.395 | 7.38 | 10.381 | 7.844 | 8.668 | 16.785 | 8.891 | 12.47 | 5.93 | 5.518 | 9.234 | 5.661 | 7.402 | 10.266 | 11.363 | 9.66 | 7.765 | 7.448 | 12.723 | 6.55 | 10.576 | 5.386 | 6.84 | 5.264 | 9.156 | 7.125 | 5.887 | 8.422 | 12.209 | 10.489 | 13.576 | 6.604 | 6.564 | 9.054 | 6.974 | 7.839 | 14.873 | 7.897 | 10.87 | 5.242 | 4.901 | 8.136 | 4.998 | 6.421 | 8.989 | 9.959 | 8.42 | 6.88 | 6.511 | 11.103 | 5.733 | 9.151 | 4.806 | 6.148 | 4.66 | 7.994 | 6.301 | 5.309 | 7.374 | 10.594 | 9.105 | 11.817 | 5.844 | 5.778 | 7.844 | 6.181 | 7.01 | 13.028 | 6.915 | 9.359 | 4.307 | 4.055 | 6.671 | 4.11 | 5.147 | 7.304 | 8.106 | 6.811 | 5.688 | 5.286 | 8.988 | 4.66 | 7.335 | 4.008 | 5.18 | 3.852 | 6.481 | 5.195 | 4.491 | 5.999 | 8.516 | 7.329 | 9.526 | 4.817 | 4.739 | 6.306 | 5.109 | 5.867 | 10.591 | 5.62 | 7.466
1489 | 3.17 | 6.9952 | 3.91 | 5 | 4.3769 | 6.6597 | 5.28 | 6 | 5.53 | 10.6 | 6.408 | 8 | 7.21 | 15 | 8.808 | 11 | 6.602 | 6.112 | 10.132 | 6.362 | 8.407 | 11.412 | 12.925 | 10.937 | 8.83 | 8.463 | 14.465 | 7.389 | 12.073 | 5.966 | 7.611 | 5.891 | 10.365 | 7.96 | 6.438 | 9.458 | 13.898 | 11.895 | 15.384 | 7.395 | 7.38 | 10.381 | 7.844 | 8.668 | 16.785 | 8.891 | 12.47 | 5.93 | 5.518 | 9.234 | 5.661 | 7.402 | 10.266 | 11.363 | 9.66 | 7.765 | 7.448 | 12.723 | 6.55 | 10.576 | 5.386 | 6.84 | 5.264 | 9.156 | 7.125 | 5.887 | 8.422 | 12.209 | 10.489 | 13.576 | 6.604 | 6.564 | 9.054 | 6.974 | 7.839 | 14.873 | 7.897 | 10.87 | 5.242 | 4.901 | 8.136 | 4.998 | 6.421 | 8.989 | 9.959 | 8.42 | 6.88 | 6.511 | 11.103 | 5.733 | 9.151 | 4.806 | 6.148 | 4.66 | 7.994 | 6.301 | 5.309 | 7.374 | 10.594 | 9.105 | 11.817 | 5.844 | 5.778 | 7.844 | 6.181 | 7.01 | 13.028 | 6.915 | 9.359 | 4.307 | 4.055 | 6.671 | 4.11 | 5.147 | 7.304 | 8.106 | 6.811 | 5.688 | 5.286 | 8.988 | 4.66 | 7.335 | 4.008 | 5.18 | 3.852 | 6.481 | 5.195 | 4.491 | 5.999 | 8.516 | 7.329 | 9.526 | 4.817 | 4.739 | 6.306 | 5.109 | 5.867 | 10.591 | 5.62 | 7.466
1490 | 3.17 | 6.9957 | 3.91 | 5 | 4.3771 | 6.6597 | 5.28 | 6 | 5.53 | 10.6 | 6.408 | 8 | 7.21 | 15 | 8.808 | 11 | 6.602 | 6.112 | 10.132 | 6.362 | 8.407 | 11.412 | 12.925 | 10.937 | 8.83 | 8.463 | 14.465 | 7.389 | 12.073 | 5.966 | 7.611 | 5.891 | 10.365 | 7.96 | 6.438 | 9.458 | 13.898 | 11.895 | 15.384 | 7.395 | 7.38 | 10.381 | 7.844 | 8.668 | 16.785 | 8.891 | 12.47 | 5.93 | 5.518 | 9.234 | 5.661 | 7.402 | 10.266 | 11.363 | 9.66 | 7.765 | 7.448 | 12.723 | 6.55 | 10.576 | 5.386 | 6.84 | 5.264 | 9.156 | 7.125 | 5.887 | 8.422 | 12.209 | 10.489 | 13.576 | 6.604 | 6.564 | 9.054 | 6.974 | 7.839 | 14.873 | 7.897 | 10.87 | 5.242 | 4.901 | 8.136 | 4.998 | 6.421 | 8.989 | 9.959 | 8.42 | 6.88 | 6.511 | 11.103 | 5.733 | 9.151 | 4.806 | 6.148 | 4.66 | 7.994 | 6.301 | 5.309 | 7.374 | 10.594 | 9.105 | 11.817 | 5.844 | 5.778 | 7.844 | 6.181 | 7.01 | 13.028 | 6.915 | 9.359 | 4.307 | 4.055 | 6.671 | 4.11 | 5.147 | 7.304 | 8.106 | 6.811 | 5.688 | 5.286 | 8.988 | 4.66 | 7.335 | 4.008 | 5.18 | 3.852 | 6.481 | 5.195 | 4.491 | 5.999 | 8.516 | 7.329 | 9.526 | 4.817 | 4.739 | 6.306 | 5.109 | 5.867 | 10.591 | 5.62 | 7.466
1491 | 3.17 | 6.9961 | 3.91 | 5 | 4.3774 | 6.6598 | 5.28 | 6 | 5.53 | 10.6 | 6.408 | 8 | 7.21 | 15 | 8.808 | 11 | 6.602 | 6.112 | 10.132 | 6.362 | 8.407 | 11.412 | 12.925 | 10.937 | 8.83 | 8.463 | 14.465 | 7.389 | 12.073 | 5.966 | 7.611 | 5.891 | 10.365 | 7.96 | 6.438 | 9.458 | 13.898 | 11.895 | 15.384 | 7.395 | 7.38 | 10.381 | 7.844 | 8.668 | 16.785 | 8.891 | 12.47 | 5.93 | 5.518 | 9.234 | 5.661 | 7.402 | 10.266 | 11.363 | 9.66 | 7.765 | 7.448 | 12.723 | 6.55 | 10.576 | 5.386 | 6.84 | 5.264 | 9.156 | 7.125 | 5.887 | 8.422 | 12.209 | 10.489 | 13.576 | 6.604 | 6.564 | 9.054 | 6.974 | 7.839 | 14.873 | 7.897 | 10.87 | 5.242 | 4.901 | 8.136 | 4.998 | 6.421 | 8.989 | 9.959 | 8.42 | 6.88 | 6.511 | 11.103 | 5.733 | 9.151 | 4.806 | 6.148 | 4.66 | 7.994 | 6.301 | 5.309 | 7.374 | 10.594 | 9.105 | 11.817 | 5.844 | 5.778 | 7.844 | 6.181 | 7.01 | 13.028 | 6.915 | 9.359 | 4.307 | 4.055 | 6.671 | 4.11 | 5.147 | 7.304 | 8.106 | 6.811 | 5.688 | 5.286 | 8.988 | 4.66 | 7.335 | 4.008 | 5.18 | 3.852 | 6.481 | 5.195 | 4.491 | 5.999 | 8.516 | 7.329 | 9.526 | 4.817 | 4.739 | 6.306 | 5.109 | 5.867 | 10.591 | 5.62 | 7.466
1492 | 3.17 | 6.9965 | 3.91 | 5 | 4.3777 | 6.6598 | 5.28 | 6 | 5.53 | 10.6 | 6.408 | 8 | 7.21 | 15 | 8.808 | 11 | 6.602 | 6.112 | 10.132 | 6.362 | 8.407 | 11.412 | 12.925 | 10.937 | 8.83 | 8.463 | 14.465 | 7.389 | 12.073 | 5.966 | 7.611 | 5.891 | 10.365 | 7.96 | 6.438 | 9.458 | 13.898 | 11.895 | 15.384 | 7.395 | 7.38 | 10.381 | 7.844 | 8.668 | 16.785 | 8.891 | 12.47 | 5.93 | 5.518 | 9.234 | 5.661 | 7.402 | 10.266 | 11.363 | 9.66 | 7.765 | 7.448 | 12.723 | 6.55 | 10.576 | 5.386 | 6.84 | 5.264 | 9.156 | 7.125 | 5.887 | 8.422 | 12.209 | 10.489 | 13.576 | 6.604 | 6.564 | 9.054 | 6.974 | 7.839 | 14.873 | 7.897 | 10.87 | 5.242 | 4.901 | 8.136 | 4.998 | 6.421 | 8.989 | 9.959 | 8.42 | 6.88 | 6.511 | 11.103 | 5.733 | 9.151 | 4.806 | 6.148 | 4.66 | 7.994 | 6.301 | 5.309 | 7.374 | 10.594 | 9.105 | 11.817 | 5.844 | 5.778 | 7.844 | 6.181 | 7.01 | 13.028 | 6.915 | 9.359 | 4.307 | 4.055 | 6.671 | 4.11 | 5.147 | 7.304 | 8.106 | 6.811 | 5.688 | 5.286 | 8.988 | 4.66 | 7.335 | 4.008 | 5.18 | 3.852 | 6.481 | 5.195 | 4.491 | 5.999 | 8.516 | 7.329 | 9.526 | 4.817 | 4.739 | 6.306 | 5.109 | 5.867 | 10.591 | 5.62 | 7.466
1493 | 3.17 | 6.997 | 3.91 | 5 | 4.378 | 6.6598 | 5.28 | 6 | 5.53 | 10.6 | 6.408 | 8 | 7.21 | 15 | 8.808 | 11 | 6.602 | 6.112 | 10.132 | 6.362 | 8.407 | 11.412 | 12.925 | 10.937 | 8.83 | 8.463 | 14.465 | 7.389 | 12.073 | 5.966 | 7.611 | 5.891 | 10.365 | 7.96 | 6.438 | 9.458 | 13.898 | 11.895 | 15.384 | 7.395 | 7.38 | 10.381 | 7.844 | 8.668 | 16.785 | 8.891 | 12.47 | 5.93 | 5.518 | 9.234 | 5.661 | 7.402 | 10.266 | 11.363 | 9.66 | 7.765 | 7.448 | 12.723 | 6.55 | 10.576 | 5.386 | 6.84 | 5.264 | 9.156 | 7.125 | 5.887 | 8.422 | 12.209 | 10.489 | 13.576 | 6.604 | 6.564 | 9.054 | 6.974 | 7.839 | 14.873 | 7.897 | 10.87 | 5.242 | 4.901 | 8.136 | 4.998 | 6.421 | 8.989 | 9.959 | 8.42 | 6.88 | 6.511 | 11.103 | 5.733 | 9.151 | 4.806 | 6.148 | 4.66 | 7.994 | 6.301 | 5.309 | 7.374 | 10.594 | 9.105 | 11.817 | 5.844 | 5.778 | 7.844 | 6.181 | 7.01 | 13.028 | 6.915 | 9.359 | 4.307 | 4.055 | 6.671 | 4.11 | 5.147 | 7.304 | 8.106 | 6.811 | 5.688 | 5.286 | 8.988 | 4.66 | 7.335 | 4.008 | 5.18 | 3.852 | 6.481 | 5.195 | 4.491 | 5.999 | 8.516 | 7.329 | 9.526 | 4.817 | 4.739 | 6.306 | 5.109 | 5.867 | 10.591 | 5.62 | 7.466
1494 | 3.17 | 6.9974 | 3.91 | 5 | 4.3783 | 6.6599 | 5.28 | 6 | 5.53 | 10.6 | 6.408 | 8 | 7.21 | 15 | 8.808 | 11 | 6.602 | 6.112 | 10.132 | 6.362 | 8.407 | 11.412 | 12.925 | 10.937 | 8.83 | 8.463 | 14.465 | 7.389 | 12.073 | 5.966 | 7.611 | 5.891 | 10.365 | 7.96 | 6.438 | 9.458 | 13.898 | 11.895 | 15.384 | 7.395 | 7.38 | 10.381 | 7.844 | 8.668 | 16.785 | 8.891 | 12.47 | 5.93 | 5.518 | 9.234 | 5.661 | 7.402 | 10.266 | 11.363 | 9.66 | 7.765 | 7.448 | 12.723 | 6.55 | 10.576 | 5.386 | 6.84 | 5.264 | 9.156 | 7.125 | 5.887 | 8.422 | 12.209 | 10.489 | 13.576 | 6.604 | 6.564 | 9.054 | 6.974 | 7.839 | 14.873 | 7.897 | 10.87 | 5.242 | 4.901 | 8.136 | 4.998 | 6.421 | 8.989 | 9.959 | 8.42 | 6.88 | 6.511 | 11.103 | 5.733 | 9.151 | 4.806 | 6.148 | 4.66 | 7.994 | 6.301 | 5.309 | 7.374 | 10.594 | 9.105 | 11.817 | 5.844 | 5.778 | 7.844 | 6.181 | 7.01 | 13.028 | 6.915 | 9.359 | 4.307 | 4.055 | 6.671 | 4.11 | 5.147 | 7.304 | 8.106 | 6.811 | 5.688 | 5.286 | 8.988 | 4.66 | 7.335 | 4.008 | 5.18 | 3.852 | 6.481 | 5.195 | 4.491 | 5.999 | 8.516 | 7.329 | 9.526 | 4.817 | 4.739 | 6.306 | 5.109 | 5.867 | 10.591 | 5.62 | 7.466
1495 | 3.17 | 6.9978 | 3.91 | 5 | 4.3786 | 6.6599 | 5.28 | 6 | 5.53 | 10.6 | 6.408 | 8 | 7.21 | 15 | 8.808 | 11 | 6.602 | 6.112 | 10.132 | 6.362 | 8.407 | 11.412 | 12.925 | 10.937 | 8.83 | 8.463 | 14.465 | 7.389 | 12.073 | 5.966 | 7.611 | 5.891 | 10.365 | 7.96 | 6.438 | 9.458 | 13.898 | 11.895 | 15.384 | 7.395 | 7.38 | 10.381 | 7.844 | 8.668 | 16.785 | 8.891 | 12.47 | 5.93 | 5.518 | 9.234 | 5.661 | 7.402 | 10.266 | 11.363 | 9.66 | 7.765 | 7.448 | 12.723 | 6.55 | 10.576 | 5.386 | 6.84 | 5.264 | 9.156 | 7.125 | 5.887 | 8.422 | 12.209 | 10.489 | 13.576 | 6.604 | 6.564 | 9.054 | 6.974 | 7.839 | 14.873 | 7.897 | 10.87 | 5.242 | 4.901 | 8.136 | 4.998 | 6.421 | 8.989 | 9.959 | 8.42 | 6.88 | 6.511 | 11.103 | 5.733 | 9.151 | 4.806 | 6.148 | 4.66 | 7.994 | 6.301 | 5.309 | 7.374 | 10.594 | 9.105 | 11.817 | 5.844 | 5.778 | 7.844 | 6.181 | 7.01 | 13.028 | 6.915 | 9.359 | 4.307 | 4.055 | 6.671 | 4.11 | 5.147 | 7.304 | 8.106 | 6.811 | 5.688 | 5.286 | 8.988 | 4.66 | 7.335 | 4.008 | 5.18 | 3.852 | 6.481 | 5.195 | 4.491 | 5.999 | 8.516 | 7.329 | 9.526 | 4.817 | 4.739 | 6.306 | 5.109 | 5.867 | 10.591 | 5.62 | 7.466
1496 | 3.17 | 6.9983 | 3.91 | 5 | 4.3789 | 6.6599 | 5.28 | 6 | 5.53 | 10.6 | 6.408 | 8 | 7.21 | 15 | 8.808 | 11 | 6.602 | 6.112 | 10.132 | 6.362 | 8.407 | 11.412 | 12.925 | 10.937 | 8.83 | 8.463 | 14.465 | 7.389 | 12.073 | 5.966 | 7.611 | 5.891 | 10.365 | 7.96 | 6.438 | 9.458 | 13.898 | 11.895 | 15.384 | 7.395 | 7.38 | 10.381 | 7.844 | 8.668 | 16.785 | 8.891 | 12.47 | 5.93 | 5.518 | 9.234 | 5.661 | 7.402 | 10.266 | 11.363 | 9.66 | 7.765 | 7.448 | 12.723 | 6.55 | 10.576 | 5.386 | 6.84 | 5.264 | 9.156 | 7.125 | 5.887 | 8.422 | 12.209 | 10.489 | 13.576 | 6.604 | 6.564 | 9.054 | 6.974 | 7.839 | 14.873 | 7.897 | 10.87 | 5.242 | 4.901 | 8.136 | 4.998 | 6.421 | 8.989 | 9.959 | 8.42 | 6.88 | 6.511 | 11.103 | 5.733 | 9.151 | 4.806 | 6.148 | 4.66 | 7.994 | 6.301 | 5.309 | 7.374 | 10.594 | 9.105 | 11.817 | 5.844 | 5.778 | 7.844 | 6.181 | 7.01 | 13.028 | 6.915 | 9.359 | 4.307 | 4.055 | 6.671 | 4.11 | 5.147 | 7.304 | 8.106 | 6.811 | 5.688 | 5.286 | 8.988 | 4.66 | 7.335 | 4.008 | 5.18 | 3.852 | 6.481 | 5.195 | 4.491 | 5.999 | 8.516 | 7.329 | 9.526 | 4.817 | 4.739 | 6.306 | 5.109 | 5.867 | 10.591 | 5.62 | 7.466
1497 | 3.17 | 6.9987 | 3.91 | 5 | 4.3791 | 6.6599 | 5.28 | 6 | 5.53 | 10.6 | 6.408 | 8 | 7.21 | 15 | 8.808 | 11 | 6.602 | 6.112 | 10.132 | 6.362 | 8.407 | 11.412 | 12.925 | 10.937 | 8.83 | 8.463 | 14.465 | 7.389 | 12.073 | 5.966 | 7.611 | 5.891 | 10.365 | 7.96 | 6.438 | 9.458 | 13.898 | 11.895 | 15.384 | 7.395 | 7.38 | 10.381 | 7.844 | 8.668 | 16.785 | 8.891 | 12.47 | 5.93 | 5.518 | 9.234 | 5.661 | 7.402 | 10.266 | 11.363 | 9.66 | 7.765 | 7.448 | 12.723 | 6.55 | 10.576 | 5.386 | 6.84 | 5.264 | 9.156 | 7.125 | 5.887 | 8.422 | 12.209 | 10.489 | 13.576 | 6.604 | 6.564 | 9.054 | 6.974 | 7.839 | 14.873 | 7.897 | 10.87 | 5.242 | 4.901 | 8.136 | 4.998 | 6.421 | 8.989 | 9.959 | 8.42 | 6.88 | 6.511 | 11.103 | 5.733 | 9.151 | 4.806 | 6.148 | 4.66 | 7.994 | 6.301 | 5.309 | 7.374 | 10.594 | 9.105 | 11.817 | 5.844 | 5.778 | 7.844 | 6.181 | 7.01 | 13.028 | 6.915 | 9.359 | 4.307 | 4.055 | 6.671 | 4.11 | 5.147 | 7.304 | 8.106 | 6.811 | 5.688 | 5.286 | 8.988 | 4.66 | 7.335 | 4.008 | 5.18 | 3.852 | 6.481 | 5.195 | 4.491 | 5.999 | 8.516 | 7.329 | 9.526 | 4.817 | 4.739 | 6.306 | 5.109 | 5.867 | 10.591 | 5.62 | 7.466
1498 | 3.17 | 6.9991 | 3.91 | 5 | 4.3794 | 6.66 | 5.28 | 6 | 5.53 | 10.6 | 6.408 | 8 | 7.21 | 15 | 8.808 | 11 | 6.602 | 6.112 | 10.132 | 6.362 | 8.407 | 11.412 | 12.925 | 10.937 | 8.83 | 8.463 | 14.465 | 7.389 | 12.073 | 5.966 | 7.611 | 5.891 | 10.365 | 7.96 | 6.438 | 9.458 | 13.898 | 11.895 | 15.384 | 7.395 | 7.38 | 10.381 | 7.844 | 8.668 | 16.785 | 8.891 | 12.47 | 5.93 | 5.518 | 9.234 | 5.661 | 7.402 | 10.266 | 11.363 | 9.66 | 7.765 | 7.448 | 12.723 | 6.55 | 10.576 | 5.386 | 6.84 | 5.264 | 9.156 | 7.125 | 5.887 | 8.422 | 12.209 | 10.489 | 13.576 | 6.604 | 6.564 | 9.054 | 6.974 | 7.839 | 14.873 | 7.897 | 10.87 | 5.242 | 4.901 | 8.136 | 4.998 | 6.421 | 8.989 | 9.959 | 8.42 | 6.88 | 6.511 | 11.103 | 5.733 | 9.151 | 4.806 | 6.148 | 4.66 | 7.994 | 6.301 | 5.309 | 7.374 | 10.594 | 9.105 | 11.817 | 5.844 | 5.778 | 7.844 | 6.181 | 7.01 | 13.028 | 6.915 | 9.359 | 4.307 | 4.055 | 6.671 | 4.11 | 5.147 | 7.304 | 8.106 | 6.811 | 5.688 | 5.286 | 8.988 | 4.66 | 7.335 | 4.008 | 5.18 | 3.852 | 6.481 | 5.195 | 4.491 | 5.999 | 8.516 | 7.329 | 9.526 | 4.817 | 4.739 | 6.306 | 5.109 | 5.867 | 10.591 | 5.62 | 7.466
1499 | 3.17 | 6.9996 | 3.91 | 5 | 4.3797 | 6.66 | 5.28 | 6 | 5.53 | 10.6 | 6.408 | 8 | 7.21 | 15 | 8.808 | 11 | 6.602 | 6.112 | 10.132 | 6.362 | 8.407 | 11.412 | 12.925 | 10.937 | 8.83 | 8.463 | 14.465 | 7.389 | 12.073 | 5.966 | 7.611 | 5.891 | 10.365 | 7.96 | 6.438 | 9.458 | 13.898 | 11.895 | 15.384 | 7.395 | 7.38 | 10.381 | 7.844 | 8.668 | 16.785 | 8.891 | 12.47 | 5.93 | 5.518 | 9.234 | 5.661 | 7.402 | 10.266 | 11.363 | 9.66 | 7.765 | 7.448 | 12.723 | 6.55 | 10.576 | 5.386 | 6.84 | 5.264 | 9.156 | 7.125 | 5.887 | 8.422 | 12.209 | 10.489 | 13.576 | 6.604 | 6.564 | 9.054 | 6.974 | 7.839 | 14.873 | 7.897 | 10.87 | 5.242 | 4.901 | 8.136 | 4.998 | 6.421 | 8.989 | 9.959 | 8.42 | 6.88 | 6.511 | 11.103 | 5.733 | 9.151 | 4.806 | 6.148 | 4.66 | 7.994 | 6.301 | 5.309 | 7.374 | 10.594 | 9.105 | 11.817 | 5.844 | 5.778 | 7.844 | 6.181 | 7.01 | 13.028 | 6.915 | 9.359 | 4.307 | 4.055 | 6.671 | 4.11 | 5.147 | 7.304 | 8.106 | 6.811 | 5.688 | 5.286 | 8.988 | 4.66 | 7.335 | 4.008 | 5.18 | 3.852 | 6.481 | 5.195 | 4.491 | 5.999 | 8.516 | 7.329 | 9.526 | 4.817 | 4.739 | 6.306 | 5.109 | 5.867 | 10.591 | 5.62 | 7.466
1500 | 3.17 | 7 | 3.91 | 5 | 4.38 | 6.66 | 5.28 | 6 | 5.53 | 10.6 | 6.408 | 8 | 7.21 | 15 | 8.808 | 11 | 6.602 | 6.112 | 10.132 | 6.362 | 8.407 | 11.412 | 12.925 | 10.937 | 8.83 | 8.463 | 14.465 | 7.389 | 12.073 | 5.966 | 7.611 | 5.891 | 10.365 | 7.96 | 6.438 | 9.458 | 13.898 | 11.895 | 15.384 | 7.395 | 7.38 | 10.381 | 7.844 | 8.668 | 16.785 | 8.891 | 12.47 | 5.93 | 5.518 | 9.234 | 5.661 | 7.402 | 10.266 | 11.363 | 9.66 | 7.765 | 7.448 | 12.723 | 6.55 | 10.576 | 5.386 | 6.84 | 5.264 | 9.156 | 7.125 | 5.887 | 8.422 | 12.209 | 10.489 | 13.576 | 6.604 | 6.564 | 9.054 | 6.974 | 7.839 | 14.873 | 7.897 | 10.87 | 5.242 | 4.901 | 8.136 | 4.998 | 6.421 | 8.989 | 9.959 | 8.42 | 6.88 | 6.511 | 11.103 | 5.733 | 9.151 | 4.806 | 6.148 | 4.66 | 7.994 | 6.301 | 5.309 | 7.374 | 10.594 | 9.105 | 11.817 | 5.844 | 5.778 | 7.844 | 6.181 | 7.01 | 13.028 | 6.915 | 9.359 | 4.307 | 4.055 | 6.671 | 4.11 | 5.147 | 7.304 | 8.106 | 6.811 | 5.688 | 5.286 | 8.988 | 4.66 | 7.335 | 4.008 | 5.18 | 3.852 | 6.481 | 5.195 | 4.491 | 5.999 | 8.516 | 7.329 | 9.526 | 4.817 | 4.739 | 6.306 | 5.109 | 5.867 | 10.591 | 5.62 | 7.466

## Cint (hidden)
Conversion of Calculated Mass Curve points to VCRAIN.DAT points using linear interpolation
|  |  |  | Int in/hr | Soil type
Int | C | Int | C |  | 1 | 2 | 3 | 4 | 5 | 6 | 7 | 1Rev | 2Rev | 3Rev | 4Rev | 5Rev | 6Rev | 7Rev | Soil
0 | 0 | 0 |  | 0 | 0 | 0 | 0 | 0 | 0 | 0 | 0 | 0 | 0 | 0 | 0 | 0 | 0 | 0 | 1 | 1
1.85 | 0.001 | 0.01 |  | 0.01 | 3.3333e-05 | 0 | 0 | 0 | 0 | 1.0811e-05 | 5.4054e-06 | 3.3333e-05 | 2.5e-05 | 2e-05 | 1.5385e-05 | 1.25e-05 | 1.0811e-05 | 5.4054e-06 | 2 | 2
2 | 0.09 | 0.02 |  | 0.02 | 6.6667e-05 | 0 | 0 | 0 | 0 | 2.1622e-05 | 1.0811e-05 | 6.6667e-05 | 5e-05 | 4e-05 | 3.0769e-05 | 2.5e-05 | 2.1622e-05 | 1.0811e-05 | 3 | 3
2.27 | 0.2 | 0.03 |  | 0.03 | 0.0001 | 0 | 0 | 0 | 0 | 3.2432e-05 | 1.6216e-05 | 0.0001 | 7.5e-05 | 6e-05 | 4.6154e-05 | 3.75e-05 | 3.2432e-05 | 1.6216e-05 | 4 | 4
2.65 | 0.3 | 0.04 |  | 0.04 | 0.00013333 | 0 | 0 | 0 | 0 | 4.3243e-05 | 2.1622e-05 | 0.00013333 | 0.0001 | 8e-05 | 6.1538e-05 | 5e-05 | 4.3243e-05 | 2.1622e-05 | 5 | 5
3 | 0.36 | 0.05 |  | 0.05 | 0.00016667 | 0 | 0 | 0 | 0 | 5.4054e-05 | 2.7027e-05 | 0.00016667 | 0.000125 | 0.0001 | 7.6923e-05 | 6.25e-05 | 5.4054e-05 | 2.7027e-05 | 6 | 6
3.34 | 0.4 | 0.06 |  | 0.06 | 0.0002 | 0 | 0 | 0 | 0 | 6.4865e-05 | 3.2432e-05 | 0.0002 | 0.00015 | 0.00012 | 9.2308e-05 | 7.5e-05 | 6.4865e-05 | 3.2432e-05 | 7 | 7
3.9 | 0.45 | 0.07 |  | 0.07 | 0.00023333 | 0 | 0 | 0 | 0 | 7.5676e-05 | 3.7838e-05 | 0.00023333 | 0.000175 | 0.00014 | 0.00010769 | 8.75e-05 | 7.5676e-05 | 3.7838e-05 | 1Rev | 8
4.5 | 0.49 | 0.08 |  | 0.08 | 0.00026667 | 0 | 0 | 0 | 0 | 8.6486e-05 | 4.3243e-05 | 0.00026667 | 0.0002 | 0.00016 | 0.00012308 | 0.0001 | 8.6486e-05 | 4.3243e-05 | 2Rev | 9
5 | 0.515 | 0.09 |  | 0.09 | 0.0003 | 0 | 0 | 0 | 0 | 9.7297e-05 | 4.8649e-05 | 0.0003 | 0.000225 | 0.00018 | 0.00013846 | 0.0001125 | 9.7297e-05 | 4.8649e-05 | 3Rev | 10
5.6 | 0.54 | 0.1 |  | 0.1 | 0.00033333 | 0 | 0 | 0 | 0 | 0.00010811 | 5.4054e-05 | 0.00033333 | 0.00025 | 0.0002 | 0.00015385 | 0.000125 | 0.00010811 | 5.4054e-05 | 4Rev | 11
6 | 0.56 | 0.11 |  | 0.11 | 0.00036667 | 0 | 0 | 0 | 0 | 0.00011892 | 5.9459e-05 | 0.00036667 | 0.000275 | 0.00022 | 0.00016923 | 0.0001375 | 0.00011892 | 5.9459e-05 | 5Rev | 12
6.6 | 0.58 | 0.12 |  | 0.12 | 0.0004 | 0 | 0 | 0 | 0 | 0.00012973 | 6.4865e-05 | 0.0004 | 0.0003 | 0.00024 | 0.00018462 | 0.00015 | 0.00012973 | 6.4865e-05 | 6Rev | 13
7 | 0.593 | 0.13 |  | 0.13 | 0.00043333 | 0 | 0 | 0 | 0 | 0.00014054 | 7.027e-05 | 0.00043333 | 0.000325 | 0.00026 | 0.0002 | 0.0001625 | 0.00014054 | 7.027e-05 | 7Rev | 14
7.5 | 0.593 | 0.14 |  | 0.14 | 0.00046667 | 0 | 0 | 0 | 0 | 0.00015135 | 7.5676e-05 | 0.00046667 | 0.00035 | 0.00028 | 0.00021538 | 0.000175 | 0.00015135 | 7.5676e-05
|  | 0.15 |  | 0.15 | 0.0005 | 0 | 0 | 0 | 0 | 0.00016216 | 8.1081e-05 | 0.0005 | 0.000375 | 0.0003 | 0.00023077 | 0.0001875 | 0.00016216 | 8.1081e-05
|  | 0.16 |  | 0.16 | 0.00053333 | 0 | 0 | 0 | 0 | 0.00017297 | 8.6486e-05 | 0.00053333 | 0.0004 | 0.00032 | 0.00024615 | 0.0002 | 0.00017297 | 8.6486e-05
|  | 0.17 |  | 0.17 | 0.00056667 | 0 | 0 | 0 | 0 | 0.00018378 | 9.1892e-05 | 0.00056667 | 0.000425 | 0.00034 | 0.00026154 | 0.0002125 | 0.00018378 | 9.1892e-05
|  | 0.18 |  | 0.18 | 0.0006 | 0 | 0 | 0 | 0 | 0.00019459 | 9.7297e-05 | 0.0006 | 0.00045 | 0.00036 | 0.00027692 | 0.000225 | 0.00019459 | 9.7297e-05
|  | 0.19 |  | 0.19 | 0.00063333 | 0 | 0 | 0 | 0 | 0.00020541 | 0.0001027 | 0.00063333 | 0.000475 | 0.00038 | 0.00029231 | 0.0002375 | 0.00020541 | 0.0001027
|  | 0.2 |  | 0.2 | 0.00066667 | 0 | 0 | 0 | 0 | 0.00021622 | 0.00010811 | 0.00066667 | 0.0005 | 0.0004 | 0.00030769 | 0.00025 | 0.00021622 | 0.00010811
|  | 0.21 |  | 0.21 | 0.0007 | 0 | 0 | 0 | 0 | 0.00022703 | 0.00011351 | 0.0007 | 0.000525 | 0.00042 | 0.00032308 | 0.0002625 | 0.00022703 | 0.00011351
|  | 0.22 |  | 0.22 | 0.00073333 | 0 | 0 | 0 | 0 | 0.00023784 | 0.00011892 | 0.00073333 | 0.00055 | 0.00044 | 0.00033846 | 0.000275 | 0.00023784 | 0.00011892
|  | 0.23 |  | 0.23 | 0.00076667 | 0 | 0 | 0 | 0 | 0.00024865 | 0.00012432 | 0.00076667 | 0.000575 | 0.00046 | 0.00035385 | 0.0002875 | 0.00024865 | 0.00012432
|  | 0.24 |  | 0.24 | 0.0008 | 0 | 0 | 0 | 0 | 0.00025946 | 0.00012973 | 0.0008 | 0.0006 | 0.00048 | 0.00036923 | 0.0003 | 0.00025946 | 0.00012973
|  | 0.25 |  | 0.25 | 0.00083333 | 0 | 0 | 0 | 0 | 0.00027027 | 0.00013514 | 0.00083333 | 0.000625 | 0.0005 | 0.00038462 | 0.0003125 | 0.00027027 | 0.00013514
|  | 0.26 |  | 0.26 | 0.00086667 | 0 | 0 | 0 | 0 | 0.00028108 | 0.00014054 | 0.00086667 | 0.00065 | 0.00052 | 0.0004 | 0.000325 | 0.00028108 | 0.00014054
|  | 0.27 |  | 0.27 | 0.0009 | 0 | 0 | 0 | 0 | 0.00029189 | 0.00014595 | 0.0009 | 0.000675 | 0.00054 | 0.00041538 | 0.0003375 | 0.00029189 | 0.00014595
|  | 0.28 |  | 0.28 | 0.00093333 | 0 | 0 | 0 | 0 | 0.0003027 | 0.00015135 | 0.00093333 | 0.0007 | 0.00056 | 0.00043077 | 0.00035 | 0.0003027 | 0.00015135
|  | 0.29 |  | 0.29 | 0.00096667 | 0 | 0 | 0 | 0 | 0.00031351 | 0.00015676 | 0.00096667 | 0.000725 | 0.00058 | 0.00044615 | 0.0003625 | 0.00031351 | 0.00015676
|  | 0.3 |  | 0.3 | 0.001 | 0 | 0 | 0 | 0 | 0.00032432 | 0.00016216 | 0.001 | 0.00075 | 0.0006 | 0.00046154 | 0.000375 | 0.00032432 | 0.00016216
|  | 0.31 |  | 0.31 | 0.02095 | 0 | 0 | 0 | 0 | 0.00033514 | 0.00016757 | 0.01249 | 0.000775 | 0.00062 | 0.00047692 | 0.0003875 | 0.00033514 | 0.00016757
|  | 0.32 |  | 0.32 | 0.0409 | 0 | 0 | 0 | 0 | 0.00034595 | 0.00017297 | 0.02398 | 0.0008 | 0.00064 | 0.00049231 | 0.0004 | 0.00034595 | 0.00017297
|  | 0.33 |  | 0.33 | 0.06085 | 0 | 0 | 0 | 0 | 0.00035676 | 0.00017838 | 0.03547 | 0.000825 | 0.00066 | 0.00050769 | 0.0004125 | 0.00035676 | 0.00017838
|  | 0.34 |  | 0.34 | 0.0808 | 0 | 0 | 0 | 0 | 0.00036757 | 0.00018378 | 0.04696 | 0.00085 | 0.00068 | 0.00052308 | 0.000425 | 0.00036757 | 0.00018378
|  | 0.35 |  | 0.35 | 0.10075 | 0 | 0 | 0 | 0 | 0.00037838 | 0.00018919 | 0.05845 | 0.000875 | 0.0007 | 0.00053846 | 0.0004375 | 0.00037838 | 0.00018919
|  | 0.36 |  | 0.36 | 0.1207 | 0 | 0 | 0 | 0 | 0.00038919 | 0.00019459 | 0.06994 | 0.0009 | 0.00072 | 0.00055385 | 0.00045 | 0.00038919 | 0.00019459
|  | 0.37 |  | 0.37 | 0.14065 | 0 | 0 | 0 | 0 | 0.0004 | 0.0002 | 0.08143 | 0.000925 | 0.00074 | 0.00056923 | 0.0004625 | 0.0004 | 0.0002
|  | 0.38 |  | 0.38 | 0.1606 | 0 | 0 | 0 | 0 | 0.00041081 | 0.00020541 | 0.09292 | 0.00095 | 0.00076 | 0.00058462 | 0.000475 | 0.00041081 | 0.00020541
|  | 0.39 |  | 0.39 | 0.18055 | 0 | 0 | 0 | 0 | 0.00042162 | 0.00021081 | 0.10441 | 0.000975 | 0.00078 | 0.0006 | 0.0004875 | 0.00042162 | 0.00021081
|  | 0.4 |  | 0.4 | 0.2005 | 2.1411e-16 | 0 | 0 | 0 | 0.00043243 | 0.00021622 | 0.1159 | 0.001 | 0.0008 | 0.00061538 | 0.0005 | 0.00043243 | 0.00021622
|  | 0.41 |  | 0.41 | 0.22045 | 0.012857 | 0 | 0 | 0 | 0.00044324 | 0.00022162 | 0.12739 | 0.0083886 | 0.00082 | 0.00063077 | 0.0005125 | 0.00044324 | 0.00022162
|  | 0.42 |  | 0.42 | 0.2404 | 0.025714 | 0 | 0 | 0 | 0.00045405 | 0.00022703 | 0.13888 | 0.015777 | 0.00084 | 0.00064615 | 0.000525 | 0.00045405 | 0.00022703
|  | 0.43 |  | 0.43 | 0.26035 | 0.038571 | 0 | 0 | 0 | 0.00046486 | 0.00023243 | 0.15037 | 0.023166 | 0.00086 | 0.00066154 | 0.0005375 | 0.00046486 | 0.00023243
|  | 0.44 |  | 0.44 | 0.2803 | 0.051429 | 0 | 0 | 0 | 0.00047568 | 0.00023784 | 0.16186 | 0.030554 | 0.00088 | 0.00067692 | 0.00055 | 0.00047568 | 0.00023784
|  | 0.45 |  | 0.45 | 0.30025 | 0.064286 | 0 | 0 | 0 | 0.00048649 | 0.00024324 | 0.17335 | 0.037943 | 0.0009 | 0.00069231 | 0.0005625 | 0.00048649 | 0.00024324
|  | 0.46 |  | 0.46 | 0.3202 | 0.077143 | 0 | 0 | 0 | 0.0004973 | 0.00024865 | 0.18484 | 0.045331 | 0.00092 | 0.00070769 | 0.000575 | 0.0004973 | 0.00024865
|  | 0.47 |  | 0.47 | 0.34015 | 0.09 | 0 | 0 | 0 | 0.00050811 | 0.00025405 | 0.19633 | 0.05272 | 0.00094 | 0.00072308 | 0.0005875 | 0.00050811 | 0.00025405
|  | 0.48 |  | 0.48 | 0.3601 | 0.10286 | 0 | 0 | 0 | 0.00051892 | 0.00025946 | 0.20782 | 0.060109 | 0.00096 | 0.00073846 | 0.0006 | 0.00051892 | 0.00025946
|  | 0.49 |  | 0.49 | 0.38005 | 0.11571 | 0 | 0 | 0 | 0.00052973 | 0.00026486 | 0.21931 | 0.067497 | 0.00098 | 0.00075385 | 0.0006125 | 0.00052973 | 0.00026486
|  | 0.5 |  | 0.5 | 0.4 | 0.12857 | 2.9488e-16 | 0 | 0 | 0.00054054 | 0.00027027 | 0.2308 | 0.074886 | 0.001 | 0.00076923 | 0.000625 | 0.00054054 | 0.00027027
|  | 0.51 |  | 0.51 | 0.408 | 0.14143 | 0.01328 | 0 | 0 | 0.00055135 | 0.00027568 | 0.23541 | 0.082274 | 0.00862 | 0.00078462 | 0.0006375 | 0.00055135 | 0.00027568
|  | 0.52 |  | 0.52 | 0.416 | 0.15429 | 0.02656 | 0 | 0 | 0.00056216 | 0.00028108 | 0.24002 | 0.089663 | 0.01624 | 0.0008 | 0.00065 | 0.00056216 | 0.00028108
|  | 0.53 |  | 0.53 | 0.424 | 0.16714 | 0.03984 | 0 | 0 | 0.00057297 | 0.00028649 | 0.24464 | 0.097051 | 0.02386 | 0.00081538 | 0.0006625 | 0.00057297 | 0.00028649
|  | 0.54 |  | 0.54 | 0.432 | 0.18 | 0.05312 | 0 | 0 | 0.00058378 | 0.00029189 | 0.24925 | 0.10444 | 0.03148 | 0.00083077 | 0.000675 | 0.00058378 | 0.00029189
|  | 0.55 |  | 0.55 | 0.44 | 0.19286 | 0.0664 | 0 | 0 | 0.00059459 | 0.0002973 | 0.25386 | 0.11183 | 0.0391 | 0.00084615 | 0.0006875 | 0.00059459 | 0.0002973
|  | 0.56 |  | 0.56 | 0.448 | 0.20571 | 0.07968 | 0 | 0 | 0.00060541 | 0.0003027 | 0.25847 | 0.11922 | 0.04672 | 0.00086154 | 0.0007 | 0.00060541 | 0.0003027
|  | 0.57 |  | 0.57 | 0.456 | 0.21857 | 0.09296 | 0 | 0 | 0.00061622 | 0.00030811 | 0.26308 | 0.12661 | 0.05434 | 0.00087692 | 0.0007125 | 0.00061622 | 0.00030811
|  | 0.58 |  | 0.58 | 0.464 | 0.23143 | 0.10624 | 0 | 0 | 0.00062703 | 0.00031351 | 0.2677 | 0.13399 | 0.06196 | 0.00089231 | 0.000725 | 0.00062703 | 0.00031351
|  | 0.59 |  | 0.59 | 0.472 | 0.24429 | 0.11952 | 0 | 0 | 0.00063784 | 0.00031892 | 0.27231 | 0.14138 | 0.06958 | 0.00090769 | 0.0007375 | 0.00063784 | 0.00031892
|  | 0.6 |  | 0.6 | 0.48 | 0.25714 | 0.1328 | 0 | 0 | 0.00064865 | 0.00032432 | 0.27692 | 0.14877 | 0.0772 | 0.00092308 | 0.00075 | 0.00064865 | 0.00032432
|  | 0.61 |  | 0.61 | 0.488 | 0.27 | 0.14608 | 0 | 0 | 0.00065946 | 0.00032973 | 0.28153 | 0.15616 | 0.08482 | 0.00093846 | 0.0007625 | 0.00065946 | 0.00032973
|  | 0.62 |  | 0.62 | 0.496 | 0.28286 | 0.15936 | 0 | 0 | 0.00067027 | 0.00033514 | 0.28614 | 0.16355 | 0.09244 | 0.00095385 | 0.000775 | 0.00067027 | 0.00033514
|  | 0.63 |  | 0.63 | 0.504 | 0.29571 | 0.17264 | 0 | 0 | 0.00068108 | 0.00034054 | 0.29076 | 0.17094 | 0.10006 | 0.00096923 | 0.0007875 | 0.00068108 | 0.00034054
|  | 0.64 |  | 0.64 | 0.512 | 0.30857 | 0.18592 | 0 | 0 | 0.00069189 | 0.00034595 | 0.29537 | 0.17833 | 0.10768 | 0.00098462 | 0.0008 | 0.00069189 | 0.00034595
|  | 0.65 |  | 0.65 | 0.52 | 0.32143 | 0.1992 | 4.6629e-16 | 0 | 0.0007027 | 0.00035135 | 0.29998 | 0.18571 | 0.1153 | 0.001 | 0.0008125 | 0.0007027 | 0.00035135
|  | 0.66 |  | 0.66 | 0.528 | 0.33429 | 0.21248 | 0.014 | 0 | 0.00071351 | 0.00035676 | 0.30459 | 0.1931 | 0.12292 | 0.00898 | 0.000825 | 0.00071351 | 0.00035676
|  | 0.67 |  | 0.67 | 0.536 | 0.34714 | 0.22576 | 0.028 | 0 | 0.00072432 | 0.00036216 | 0.3092 | 0.20049 | 0.13054 | 0.01696 | 0.0008375 | 0.00072432 | 0.00036216
|  | 0.68 |  | 0.68 | 0.544 | 0.36 | 0.23904 | 0.042 | 0 | 0.00073514 | 0.00036757 | 0.31382 | 0.20788 | 0.13816 | 0.02494 | 0.00085 | 0.00073514 | 0.00036757
|  | 0.69 |  | 0.69 | 0.552 | 0.37286 | 0.25232 | 0.056 | 0 | 0.00074595 | 0.00037297 | 0.31843 | 0.21527 | 0.14578 | 0.03292 | 0.0008625 | 0.00074595 | 0.00037297
|  | 0.7 |  | 0.7 | 0.56 | 0.38571 | 0.2656 | 0.07 | 0 | 0.00075676 | 0.00037838 | 0.32304 | 0.22266 | 0.1534 | 0.0409 | 0.000875 | 0.00075676 | 0.00037838
|  | 0.71 |  | 0.71 | 0.568 | 0.39857 | 0.27888 | 0.084 | 0 | 0.00076757 | 0.00038378 | 0.32765 | 0.23005 | 0.16102 | 0.04888 | 0.0008875 | 0.00076757 | 0.00038378
|  | 0.72 |  | 0.72 | 0.576 | 0.41143 | 0.29216 | 0.098 | 0 | 0.00077838 | 0.00038919 | 0.33226 | 0.23743 | 0.16864 | 0.05686 | 0.0009 | 0.00077838 | 0.00038919
|  | 0.73 |  | 0.73 | 0.584 | 0.42429 | 0.30544 | 0.112 | 0 | 0.00078919 | 0.00039459 | 0.33688 | 0.24482 | 0.17626 | 0.06484 | 0.0009125 | 0.00078919 | 0.00039459
|  | 0.74 |  | 0.74 | 0.592 | 0.43714 | 0.31872 | 0.126 | 0 | 0.0008 | 0.0004 | 0.34149 | 0.25221 | 0.18388 | 0.07282 | 0.000925 | 0.0008 | 0.0004
|  | 0.75 |  | 0.75 | 0.6 | 0.45 | 0.332 | 0.14 | 0 | 0.00081081 | 0.00040541 | 0.3461 | 0.2596 | 0.1915 | 0.0808 | 0.0009375 | 0.00081081 | 0.00040541
|  | 0.76 |  | 0.76 | 0.604 | 0.45564 | 0.3388 | 0.1488 | 0 | 0.00082162 | 0.00041081 | 0.34841 | 0.26285 | 0.19542 | 0.085876 | 0.00095 | 0.00082162 | 0.00041081
|  | 0.77 |  | 0.77 | 0.608 | 0.46128 | 0.3456 | 0.1576 | 0 | 0.00083243 | 0.00041622 | 0.35072 | 0.2661 | 0.19935 | 0.090952 | 0.0009625 | 0.00083243 | 0.00041622
|  | 0.78 |  | 0.78 | 0.612 | 0.46692 | 0.3524 | 0.1664 | 0 | 0.00084324 | 0.00042162 | 0.35302 | 0.26936 | 0.20327 | 0.096028 | 0.000975 | 0.00084324 | 0.00042162
|  | 0.79 |  | 0.79 | 0.616 | 0.47256 | 0.3592 | 0.1752 | 0 | 0.00085405 | 0.00042703 | 0.35533 | 0.27261 | 0.2072 | 0.1011 | 0.0009875 | 0.00085405 | 0.00042703
|  | 0.8 |  | 0.8 | 0.62 | 0.4782 | 0.366 | 0.184 | 5.9952e-16 | 0.00086486 | 0.00043243 | 0.35764 | 0.27586 | 0.21112 | 0.10618 | 0.001 | 0.00086486 | 0.00043243
|  | 0.81 |  | 0.81 | 0.624 | 0.48384 | 0.3728 | 0.1928 | 0.0135 | 0.00087568 | 0.00043784 | 0.35995 | 0.27911 | 0.21504 | 0.11126 | 0.00874 | 0.00087568 | 0.00043784
|  | 0.82 |  | 0.82 | 0.628 | 0.48948 | 0.3796 | 0.2016 | 0.027 | 0.00088649 | 0.00044324 | 0.36226 | 0.28236 | 0.21897 | 0.11633 | 0.01648 | 0.00088649 | 0.00044324
|  | 0.83 |  | 0.83 | 0.632 | 0.49512 | 0.3864 | 0.2104 | 0.0405 | 0.0008973 | 0.00044865 | 0.36456 | 0.28562 | 0.22289 | 0.12141 | 0.02422 | 0.0008973 | 0.00044865
|  | 0.84 |  | 0.84 | 0.636 | 0.50076 | 0.3932 | 0.2192 | 0.054 | 0.00090811 | 0.00045405 | 0.36687 | 0.28887 | 0.22682 | 0.12648 | 0.03196 | 0.00090811 | 0.00045405
|  | 0.85 |  | 0.85 | 0.64 | 0.5064 | 0.4 | 0.228 | 0.0675 | 0.00091892 | 0.00045946 | 0.36918 | 0.29212 | 0.23074 | 0.13156 | 0.0397 | 0.00091892 | 0.00045946
|  | 0.86 |  | 0.86 | 0.644 | 0.51204 | 0.4068 | 0.2368 | 0.081 | 0.00092973 | 0.00046486 | 0.37149 | 0.29537 | 0.23466 | 0.13664 | 0.04744 | 0.00092973 | 0.00046486
|  | 0.87 |  | 0.87 | 0.648 | 0.51768 | 0.4136 | 0.2456 | 0.0945 | 0.00094054 | 0.00047027 | 0.3738 | 0.29862 | 0.23859 | 0.14171 | 0.05518 | 0.00094054 | 0.00047027
|  | 0.88 |  | 0.88 | 0.652 | 0.52332 | 0.4204 | 0.2544 | 0.108 | 0.00095135 | 0.00047568 | 0.3761 | 0.30188 | 0.24251 | 0.14679 | 0.06292 | 0.00095135 | 0.00047568
|  | 0.89 |  | 0.89 | 0.656 | 0.52896 | 0.4272 | 0.2632 | 0.1215 | 0.00096216 | 0.00048108 | 0.37841 | 0.30513 | 0.24644 | 0.15186 | 0.07066 | 0.00096216 | 0.00048108
|  | 0.9 |  | 0.9 | 0.66 | 0.5346 | 0.434 | 0.272 | 0.135 | 0.00097297 | 0.00048649 | 0.38072 | 0.30838 | 0.25036 | 0.15694 | 0.0784 | 0.00097297 | 0.00048649
|  | 0.91 |  | 0.91 | 0.664 | 0.54024 | 0.4408 | 0.2808 | 0.1485 | 0.00098378 | 0.00049189 | 0.38303 | 0.31163 | 0.25428 | 0.16202 | 0.08614 | 0.00098378 | 0.00049189
|  | 0.92 |  | 0.92 | 0.668 | 0.54588 | 0.4476 | 0.2896 | 0.162 | 0.00099459 | 0.0004973 | 0.38534 | 0.31488 | 0.25821 | 0.16709 | 0.09388 | 0.00099459 | 0.0004973
|  | 0.93 |  | 0.93 | 0.672 | 0.55152 | 0.4544 | 0.2984 | 0.1755 | 0.012267 | 0.0005027 | 0.38764 | 0.31814 | 0.26213 | 0.17217 | 0.10162 | 0.00682 | 0.0005027
|  | 0.94 |  | 0.94 | 0.676 | 0.55716 | 0.4612 | 0.3072 | 0.189 | 0.0348 | 0.00050811 | 0.38995 | 0.32139 | 0.26606 | 0.17724 | 0.10936 | 0.01846 | 0.00050811
|  | 0.95 |  | 0.95 | 0.68 | 0.5628 | 0.468 | 0.316 | 0.2025 | 0.057333 | 0.00051351 | 0.39226 | 0.32464 | 0.26998 | 0.18232 | 0.1171 | 0.0301 | 0.00051351
|  | 0.96 |  | 0.96 | 0.684 | 0.56844 | 0.4748 | 0.3248 | 0.216 | 0.079867 | 0.00051892 | 0.39457 | 0.32789 | 0.2739 | 0.1874 | 0.12484 | 0.04174 | 0.00051892
|  | 0.97 |  | 0.97 | 0.688 | 0.57408 | 0.4816 | 0.3336 | 0.2295 | 0.1024 | 0.00052432 | 0.39688 | 0.33114 | 0.27783 | 0.19247 | 0.13258 | 0.05338 | 0.00052432
|  | 0.98 |  | 0.98 | 0.692 | 0.57972 | 0.4884 | 0.3424 | 0.243 | 0.12493 | 0.00052973 | 0.39918 | 0.3344 | 0.28175 | 0.19755 | 0.14032 | 0.06502 | 0.00052973
|  | 0.99 |  | 0.99 | 0.696 | 0.58536 | 0.4952 | 0.3512 | 0.2565 | 0.14747 | 0.00053514 | 0.40149 | 0.33765 | 0.28568 | 0.20262 | 0.14806 | 0.07666 | 0.00053514
|  | 1 |  | 1 | 0.7 | 0.591 | 0.502 | 0.36 | 0.27 | 0.17 | 0.00054054 | 0.4038 | 0.3409 | 0.2896 | 0.2077 | 0.1558 | 0.0883 | 0.00054054
|  | 1.01 |  | 1.01 | 0.7026 | 0.59388 | 0.50552 | 0.3642 | 0.2765 | 0.178 | 0.00054595 | 0.4053 | 0.34256 | 0.29163 | 0.21012 | 0.15955 | 0.09246 | 0.00054595
|  | 1.02 |  | 1.02 | 0.7052 | 0.59676 | 0.50904 | 0.3684 | 0.283 | 0.186 | 0.00055135 | 0.4068 | 0.34423 | 0.29366 | 0.21254 | 0.1633 | 0.09662 | 0.00055135
|  | 1.03 |  | 1.03 | 0.7078 | 0.59964 | 0.51256 | 0.3726 | 0.2895 | 0.194 | 0.00055676 | 0.4083 | 0.34589 | 0.2957 | 0.21497 | 0.16705 | 0.10078 | 0.00055676
|  | 1.04 |  | 1.04 | 0.7104 | 0.60252 | 0.51608 | 0.3768 | 0.296 | 0.202 | 0.00056216 | 0.4098 | 0.34756 | 0.29773 | 0.21739 | 0.1708 | 0.10494 | 0.00056216
|  | 1.05 |  | 1.05 | 0.713 | 0.6054 | 0.5196 | 0.381 | 0.3025 | 0.21 | 0.00056757 | 0.4113 | 0.34922 | 0.29976 | 0.21981 | 0.17455 | 0.1091 | 0.00056757
|  | 1.06 |  | 1.06 | 0.7156 | 0.60828 | 0.52312 | 0.3852 | 0.309 | 0.218 | 0.00057297 | 0.4128 | 0.35088 | 0.30179 | 0.22223 | 0.1783 | 0.11326 | 0.00057297
|  | 1.07 |  | 1.07 | 0.7182 | 0.61116 | 0.52664 | 0.3894 | 0.3155 | 0.226 | 0.00057838 | 0.4143 | 0.35255 | 0.30382 | 0.22465 | 0.18205 | 0.11742 | 0.00057838
|  | 1.08 |  | 1.08 | 0.7208 | 0.61404 | 0.53016 | 0.3936 | 0.322 | 0.234 | 0.00058378 | 0.4158 | 0.35421 | 0.30586 | 0.22708 | 0.1858 | 0.12158 | 0.00058378
|  | 1.09 |  | 1.09 | 0.7234 | 0.61692 | 0.53368 | 0.3978 | 0.3285 | 0.242 | 0.00058919 | 0.4173 | 0.35588 | 0.30789 | 0.2295 | 0.18955 | 0.12574 | 0.00058919
|  | 1.1 |  | 1.1 | 0.726 | 0.6198 | 0.5372 | 0.402 | 0.335 | 0.25 | 0.00059459 | 0.4188 | 0.35754 | 0.30992 | 0.23192 | 0.1933 | 0.1299 | 0.00059459
|  | 1.11 |  | 1.11 | 0.7286 | 0.62268 | 0.54072 | 0.4062 | 0.3415 | 0.256 | 0.0006 | 0.4203 | 0.3592 | 0.31195 | 0.23434 | 0.19705 | 0.13302 | 0.0006
|  | 1.12 |  | 1.12 | 0.7312 | 0.62556 | 0.54424 | 0.4104 | 0.348 | 0.262 | 0.00060541 | 0.4218 | 0.36087 | 0.31398 | 0.23676 | 0.2008 | 0.13614 | 0.00060541
|  | 1.13 |  | 1.13 | 0.7338 | 0.62844 | 0.54776 | 0.4146 | 0.3545 | 0.268 | 0.00061081 | 0.4233 | 0.36253 | 0.31602 | 0.23919 | 0.20455 | 0.13926 | 0.00061081
|  | 1.14 |  | 1.14 | 0.7364 | 0.63132 | 0.55128 | 0.4188 | 0.361 | 0.274 | 0.00061622 | 0.4248 | 0.3642 | 0.31805 | 0.24161 | 0.2083 | 0.14238 | 0.00061622
|  | 1.15 |  | 1.15 | 0.739 | 0.6342 | 0.5548 | 0.423 | 0.3675 | 0.28 | 0.00062162 | 0.4263 | 0.36586 | 0.32008 | 0.24403 | 0.21205 | 0.1455 | 0.00062162
|  | 1.16 |  | 1.16 | 0.7416 | 0.63708 | 0.55832 | 0.4272 | 0.374 | 0.286 | 0.00062703 | 0.4278 | 0.36752 | 0.32211 | 0.24645 | 0.2158 | 0.14862 | 0.00062703
|  | 1.17 |  | 1.17 | 0.7442 | 0.63996 | 0.56184 | 0.4314 | 0.3805 | 0.292 | 0.00063243 | 0.4293 | 0.36919 | 0.32414 | 0.24887 | 0.21955 | 0.15174 | 0.00063243
|  | 1.18 |  | 1.18 | 0.7468 | 0.64284 | 0.56536 | 0.4356 | 0.387 | 0.298 | 0.00063784 | 0.4308 | 0.37085 | 0.32618 | 0.2513 | 0.2233 | 0.15486 | 0.00063784
|  | 1.19 |  | 1.19 | 0.7494 | 0.64572 | 0.56888 | 0.4398 | 0.3935 | 0.304 | 0.00064324 | 0.4323 | 0.37252 | 0.32821 | 0.25372 | 0.22705 | 0.15798 | 0.00064324
|  | 1.2 |  | 1.2 | 0.752 | 0.6486 | 0.5724 | 0.444 | 0.4 | 0.31 | 0.00064865 | 0.4338 | 0.37418 | 0.33024 | 0.25614 | 0.2308 | 0.1611 | 0.00064865
|  | 1.21 |  | 1.21 | 0.7546 | 0.65148 | 0.57592 | 0.4482 | 0.404 | 0.31267 | 0.00065405 | 0.4353 | 0.37584 | 0.33227 | 0.25856 | 0.2331 | 0.16248 | 0.00065405
|  | 1.22 |  | 1.22 | 0.7572 | 0.65436 | 0.57944 | 0.4524 | 0.408 | 0.31533 | 0.00065946 | 0.4368 | 0.37751 | 0.3343 | 0.26098 | 0.23541 | 0.16386 | 0.00065946
|  | 1.23 |  | 1.23 | 0.7598 | 0.65724 | 0.58296 | 0.4566 | 0.412 | 0.318 | 0.00066486 | 0.4383 | 0.37917 | 0.33634 | 0.26341 | 0.23771 | 0.16525 | 0.00066486
|  | 1.24 |  | 1.24 | 0.7624 | 0.66012 | 0.58648 | 0.4608 | 0.416 | 0.32067 | 0.00067027 | 0.4398 | 0.38084 | 0.33837 | 0.26583 | 0.24002 | 0.16663 | 0.00067027
|  | 1.25 |  | 1.25 | 0.765 | 0.663 | 0.59 | 0.465 | 0.42 | 0.32333 | 0.00067568 | 0.4413 | 0.3825 | 0.3404 | 0.26825 | 0.24232 | 0.16801 | 0.00067568
|  | 1.26 |  | 1.26 | 0.7664 | 0.66484 | 0.5922 | 0.4692 | 0.424 | 0.326 | 0.00068108 | 0.44211 | 0.38356 | 0.34167 | 0.27067 | 0.24462 | 0.16939 | 0.00068108
|  | 1.27 |  | 1.27 | 0.7678 | 0.66668 | 0.5944 | 0.4734 | 0.428 | 0.32867 | 0.00068649 | 0.44292 | 0.38462 | 0.34294 | 0.27309 | 0.24693 | 0.17078 | 0.00068649
|  | 1.28 |  | 1.28 | 0.7692 | 0.66852 | 0.5966 | 0.4776 | 0.432 | 0.33133 | 0.00069189 | 0.44372 | 0.38568 | 0.3442 | 0.27552 | 0.24923 | 0.17216 | 0.00069189
|  | 1.29 |  | 1.29 | 0.7706 | 0.67036 | 0.5988 | 0.4818 | 0.436 | 0.334 | 0.0006973 | 0.44453 | 0.38674 | 0.34547 | 0.27794 | 0.25154 | 0.17354 | 0.0006973
|  | 1.3 |  | 1.3 | 0.772 | 0.6722 | 0.601 | 0.486 | 0.44 | 0.33667 | 0.0007027 | 0.44534 | 0.3878 | 0.34674 | 0.28036 | 0.25384 | 0.17492 | 0.0007027
|  | 1.31 |  | 1.31 | 0.7734 | 0.67404 | 0.6032 | 0.4902 | 0.444 | 0.33933 | 0.00070811 | 0.44615 | 0.38886 | 0.34801 | 0.28278 | 0.25614 | 0.1763 | 0.00070811
|  | 1.32 |  | 1.32 | 0.7748 | 0.67588 | 0.6054 | 0.4944 | 0.448 | 0.342 | 0.00071351 | 0.44696 | 0.38992 | 0.34928 | 0.2852 | 0.25845 | 0.17769 | 0.00071351
|  | 1.33 |  | 1.33 | 0.7762 | 0.67772 | 0.6076 | 0.4986 | 0.452 | 0.34467 | 0.00071892 | 0.44776 | 0.39098 | 0.35054 | 0.28763 | 0.26075 | 0.17907 | 0.00071892
|  | 1.34 |  | 1.34 | 0.7776 | 0.67956 | 0.6098 | 0.5028 | 0.456 | 0.34733 | 0.00072432 | 0.44857 | 0.39204 | 0.35181 | 0.29005 | 0.26306 | 0.18045 | 0.00072432
|  | 1.35 |  | 1.35 | 0.779 | 0.6814 | 0.612 | 0.507 | 0.46 | 0.35 | 0.00072973 | 0.44938 | 0.3931 | 0.35308 | 0.29247 | 0.26536 | 0.18183 | 0.00072973
|  | 1.36 |  | 1.36 | 0.7804 | 0.68324 | 0.6142 | 0.5112 | 0.464 | 0.35267 | 0.00073514 | 0.45019 | 0.39416 | 0.35435 | 0.29489 | 0.26766 | 0.18322 | 0.00073514
|  | 1.37 |  | 1.37 | 0.7818 | 0.68508 | 0.6164 | 0.5154 | 0.468 | 0.35533 | 0.00074054 | 0.451 | 0.39522 | 0.35562 | 0.29731 | 0.26997 | 0.1846 | 0.00074054
|  | 1.38 |  | 1.38 | 0.7832 | 0.68692 | 0.6186 | 0.5196 | 0.472 | 0.358 | 0.00074595 | 0.4518 | 0.39628 | 0.35688 | 0.29974 | 0.27227 | 0.18598 | 0.00074595
|  | 1.39 |  | 1.39 | 0.7846 | 0.68876 | 0.6208 | 0.5238 | 0.476 | 0.36067 | 0.00075135 | 0.45261 | 0.39734 | 0.35815 | 0.30216 | 0.27458 | 0.18736 | 0.00075135
|  | 1.4 |  | 1.4 | 0.786 | 0.6906 | 0.623 | 0.528 | 0.48 | 0.36333 | 0.00075676 | 0.45342 | 0.3984 | 0.35942 | 0.30458 | 0.27688 | 0.18874 | 0.00075676
|  | 1.41 |  | 1.41 | 0.7874 | 0.69244 | 0.6252 | 0.5322 | 0.484 | 0.366 | 0.00076216 | 0.45423 | 0.39946 | 0.36069 | 0.307 | 0.27918 | 0.19013 | 0.00076216
|  | 1.42 |  | 1.42 | 0.7888 | 0.69428 | 0.6274 | 0.5364 | 0.488 | 0.36867 | 0.00076757 | 0.45504 | 0.40052 | 0.36196 | 0.30942 | 0.28149 | 0.19151 | 0.00076757
|  | 1.43 |  | 1.43 | 0.7902 | 0.69612 | 0.6296 | 0.5406 | 0.492 | 0.37083 | 0.00077297 | 0.45584 | 0.40158 | 0.36322 | 0.31185 | 0.28379 | 0.19263 | 0.00077297
|  | 1.44 |  | 1.44 | 0.7916 | 0.69796 | 0.6318 | 0.5448 | 0.496 | 0.3725 | 0.00077838 | 0.45665 | 0.40264 | 0.36449 | 0.31427 | 0.2861 | 0.1935 | 0.00077838
|  | 1.45 |  | 1.45 | 0.793 | 0.6998 | 0.634 | 0.549 | 0.5 | 0.37417 | 0.00078378 | 0.45746 | 0.4037 | 0.36576 | 0.31669 | 0.2884 | 0.19437 | 0.00078378
|  | 1.46 |  | 1.46 | 0.7944 | 0.70164 | 0.6362 | 0.5532 | 0.50208 | 0.37583 | 0.00078919 | 0.45827 | 0.40476 | 0.36703 | 0.31911 | 0.2896 | 0.19523 | 0.00078919
|  | 1.47 |  | 1.47 | 0.7958 | 0.70348 | 0.6384 | 0.5574 | 0.50417 | 0.3775 | 0.00079459 | 0.45908 | 0.40582 | 0.3683 | 0.32153 | 0.29081 | 0.1961 | 0.00079459
|  | 1.48 |  | 1.48 | 0.7972 | 0.70532 | 0.6406 | 0.5616 | 0.50625 | 0.37917 | 0.0008 | 0.45988 | 0.40688 | 0.36956 | 0.32396 | 0.29201 | 0.19697 | 0.0008
|  | 1.49 |  | 1.49 | 0.7986 | 0.70716 | 0.6428 | 0.5658 | 0.50833 | 0.38083 | 0.00080541 | 0.46069 | 0.40794 | 0.37083 | 0.32638 | 0.29322 | 0.19783 | 0.00080541
|  | 1.5 |  | 1.5 | 0.8 | 0.709 | 0.645 | 0.57 | 0.51042 | 0.3825 | 0.00081081 | 0.4615 | 0.409 | 0.3721 | 0.3288 | 0.29442 | 0.1987 | 0.00081081
|  | 1.51 |  | 1.51 | 0.80112 | 0.71006 | 0.64628 | 0.57154 | 0.5125 | 0.38417 | 0.00081622 | 0.46215 | 0.40961 | 0.37284 | 0.32969 | 0.29563 | 0.19957 | 0.00081622
|  | 1.52 |  | 1.52 | 0.80224 | 0.71112 | 0.64756 | 0.57308 | 0.51458 | 0.38583 | 0.00082162 | 0.4628 | 0.41022 | 0.37357 | 0.33058 | 0.29683 | 0.20043 | 0.00082162
|  | 1.53 |  | 1.53 | 0.80336 | 0.71218 | 0.64884 | 0.57462 | 0.51667 | 0.3875 | 0.00082703 | 0.46344 | 0.41084 | 0.37431 | 0.33146 | 0.29803 | 0.2013 | 0.00082703
|  | 1.54 |  | 1.54 | 0.80448 | 0.71324 | 0.65012 | 0.57616 | 0.51875 | 0.38917 | 0.00083243 | 0.46409 | 0.41145 | 0.37504 | 0.33235 | 0.29924 | 0.20217 | 0.00083243
|  | 1.55 |  | 1.55 | 0.8056 | 0.7143 | 0.6514 | 0.5777 | 0.52083 | 0.39083 | 0.00083784 | 0.46474 | 0.41206 | 0.37578 | 0.33324 | 0.30044 | 0.20303 | 0.00083784
|  | 1.56 |  | 1.56 | 0.80672 | 0.71536 | 0.65268 | 0.57924 | 0.52292 | 0.3925 | 0.00084324 | 0.46539 | 0.41267 | 0.37652 | 0.33413 | 0.30165 | 0.2039 | 0.00084324
|  | 1.57 |  | 1.57 | 0.80784 | 0.71642 | 0.65396 | 0.58078 | 0.525 | 0.39417 | 0.00084865 | 0.46604 | 0.41328 | 0.37725 | 0.33502 | 0.30285 | 0.20477 | 0.00084865
|  | 1.58 |  | 1.58 | 0.80896 | 0.71748 | 0.65524 | 0.58232 | 0.52708 | 0.39583 | 0.00085405 | 0.46668 | 0.4139 | 0.37799 | 0.3359 | 0.30405 | 0.20563 | 0.00085405
|  | 1.59 |  | 1.59 | 0.81008 | 0.71854 | 0.65652 | 0.58386 | 0.52917 | 0.3975 | 0.00085946 | 0.46733 | 0.41451 | 0.37872 | 0.33679 | 0.30526 | 0.2065 | 0.00085946
|  | 1.6 |  | 1.6 | 0.8112 | 0.7196 | 0.6578 | 0.5854 | 0.53125 | 0.39917 | 0.00086486 | 0.46798 | 0.41512 | 0.37946 | 0.33768 | 0.30646 | 0.20737 | 0.00086486
|  | 1.61 |  | 1.61 | 0.81232 | 0.72066 | 0.65908 | 0.58694 | 0.53333 | 0.40083 | 0.00087027 | 0.46863 | 0.41573 | 0.3802 | 0.33857 | 0.30767 | 0.20823 | 0.00087027
|  | 1.62 |  | 1.62 | 0.81344 | 0.72172 | 0.66036 | 0.58848 | 0.53542 | 0.4025 | 0.00087568 | 0.46928 | 0.41634 | 0.38093 | 0.33946 | 0.30887 | 0.2091 | 0.00087568
|  | 1.63 |  | 1.63 | 0.81456 | 0.72278 | 0.66164 | 0.59002 | 0.5375 | 0.40417 | 0.00088108 | 0.46992 | 0.41696 | 0.38167 | 0.34034 | 0.31008 | 0.20997 | 0.00088108
|  | 1.64 |  | 1.64 | 0.81568 | 0.72384 | 0.66292 | 0.59156 | 0.53958 | 0.40583 | 0.00088649 | 0.47057 | 0.41757 | 0.3824 | 0.34123 | 0.31128 | 0.21083 | 0.00088649
|  | 1.65 |  | 1.65 | 0.8168 | 0.7249 | 0.6642 | 0.5931 | 0.54167 | 0.4075 | 0.00089189 | 0.47122 | 0.41818 | 0.38314 | 0.34212 | 0.31248 | 0.2117 | 0.00089189
|  | 1.66 |  | 1.66 | 0.81792 | 0.72596 | 0.66548 | 0.59464 | 0.54375 | 0.40917 | 0.0008973 | 0.47187 | 0.41879 | 0.38388 | 0.34301 | 0.31369 | 0.21257 | 0.0008973
|  | 1.67 |  | 1.67 | 0.81904 | 0.72702 | 0.66676 | 0.59618 | 0.54583 | 0.41083 | 0.0009027 | 0.47252 | 0.4194 | 0.38461 | 0.3439 | 0.31489 | 0.21343 | 0.0009027
|  | 1.68 |  | 1.68 | 0.82016 | 0.72808 | 0.66804 | 0.59772 | 0.54792 | 0.4125 | 0.00090811 | 0.47316 | 0.42002 | 0.38535 | 0.34478 | 0.3161 | 0.2143 | 0.00090811
|  | 1.69 |  | 1.69 | 0.82128 | 0.72914 | 0.66932 | 0.59926 | 0.55 | 0.41417 | 0.00091351 | 0.47381 | 0.42063 | 0.38608 | 0.34567 | 0.3173 | 0.21517 | 0.00091351
|  | 1.7 |  | 1.7 | 0.8224 | 0.7302 | 0.6706 | 0.6008 | 0.55139 | 0.41583 | 0.00091892 | 0.47446 | 0.42124 | 0.38682 | 0.34656 | 0.3181 | 0.21603 | 0.00091892
|  | 1.71 |  | 1.71 | 0.82352 | 0.73126 | 0.67188 | 0.60234 | 0.55278 | 0.4175 | 0.00092432 | 0.47511 | 0.42185 | 0.38756 | 0.34745 | 0.3189 | 0.2169 | 0.00092432
|  | 1.72 |  | 1.72 | 0.82464 | 0.73232 | 0.67316 | 0.60388 | 0.55417 | 0.41917 | 0.00092973 | 0.47576 | 0.42246 | 0.38829 | 0.34834 | 0.3197 | 0.21777 | 0.00092973
|  | 1.73 |  | 1.73 | 0.82576 | 0.73338 | 0.67444 | 0.60542 | 0.55556 | 0.42062 | 0.00093514 | 0.4764 | 0.42308 | 0.38903 | 0.34922 | 0.3205 | 0.21852 | 0.00093514
|  | 1.74 |  | 1.74 | 0.82688 | 0.73444 | 0.67572 | 0.60696 | 0.55694 | 0.42185 | 0.00094054 | 0.47705 | 0.42369 | 0.38976 | 0.35011 | 0.3213 | 0.21916 | 0.00094054
|  | 1.75 |  | 1.75 | 0.828 | 0.7355 | 0.677 | 0.6085 | 0.55833 | 0.42308 | 0.00094595 | 0.4777 | 0.4243 | 0.3905 | 0.351 | 0.3221 | 0.2198 | 0.00094595
|  | 1.76 |  | 1.76 | 0.82888 | 0.73656 | 0.67808 | 0.61004 | 0.55972 | 0.42431 | 0.00095135 | 0.47821 | 0.42491 | 0.39112 | 0.35189 | 0.3229 | 0.22044 | 0.00095135
|  | 1.77 |  | 1.77 | 0.82976 | 0.73762 | 0.67916 | 0.61158 | 0.56111 | 0.42554 | 0.00095676 | 0.47872 | 0.42552 | 0.39175 | 0.35278 | 0.3237 | 0.22108 | 0.00095676
|  | 1.78 |  | 1.78 | 0.83064 | 0.73868 | 0.68024 | 0.61312 | 0.5625 | 0.42677 | 0.00096216 | 0.47922 | 0.42614 | 0.39237 | 0.35366 | 0.3245 | 0.22172 | 0.00096216
|  | 1.79 |  | 1.79 | 0.83152 | 0.73974 | 0.68132 | 0.61466 | 0.56389 | 0.428 | 0.00096757 | 0.47973 | 0.42675 | 0.393 | 0.35455 | 0.3253 | 0.22236 | 0.00096757
|  | 1.8 |  | 1.8 | 0.8324 | 0.7408 | 0.6824 | 0.6162 | 0.56528 | 0.42923 | 0.00097297 | 0.48024 | 0.42736 | 0.39362 | 0.35544 | 0.3261 | 0.223 | 0.00097297
|  | 1.81 |  | 1.81 | 0.83328 | 0.74186 | 0.68348 | 0.61774 | 0.56667 | 0.43046 | 0.00097838 | 0.48075 | 0.42797 | 0.39424 | 0.35633 | 0.3269 | 0.22364 | 0.00097838
|  | 1.82 |  | 1.82 | 0.83416 | 0.74292 | 0.68456 | 0.61928 | 0.56806 | 0.43169 | 0.00098378 | 0.48126 | 0.42858 | 0.39487 | 0.35722 | 0.3277 | 0.22428 | 0.00098378
|  | 1.83 |  | 1.83 | 0.83504 | 0.74398 | 0.68564 | 0.62082 | 0.56944 | 0.43292 | 0.00098919 | 0.48176 | 0.4292 | 0.39549 | 0.3581 | 0.3285 | 0.22492 | 0.00098919
|  | 1.84 |  | 1.84 | 0.83592 | 0.74504 | 0.68672 | 0.62236 | 0.57083 | 0.43415 | 0.00099459 | 0.48227 | 0.42981 | 0.39612 | 0.35899 | 0.3293 | 0.22556 | 0.00099459
|  | 1.85 |  | 1.85 | 0.8368 | 0.7461 | 0.6878 | 0.6239 | 0.57222 | 0.43538 | 0.001 | 0.48278 | 0.43042 | 0.39674 | 0.35988 | 0.3301 | 0.2262 | 0.001
|  | 1.86 |  | 1.86 | 0.83768 | 0.74716 | 0.68888 | 0.62544 | 0.57361 | 0.43662 | 0.0069333 | 0.48329 | 0.43103 | 0.39736 | 0.36077 | 0.3309 | 0.22684 | 0.0040533
|  | 1.87 |  | 1.87 | 0.83856 | 0.74822 | 0.68996 | 0.62698 | 0.575 | 0.43785 | 0.012867 | 0.4838 | 0.43164 | 0.39799 | 0.36166 | 0.3317 | 0.22748 | 0.0071067
|  | 1.88 |  | 1.88 | 0.83944 | 0.74928 | 0.69104 | 0.62852 | 0.57639 | 0.43908 | 0.0188 | 0.4843 | 0.43226 | 0.39861 | 0.36254 | 0.3325 | 0.22812 | 0.01016
|  | 1.89 |  | 1.89 | 0.84032 | 0.75034 | 0.69212 | 0.63006 | 0.57778 | 0.44031 | 0.024733 | 0.48481 | 0.43287 | 0.39924 | 0.36343 | 0.3333 | 0.22876 | 0.013213
|  | 1.9 |  | 1.9 | 0.8412 | 0.7514 | 0.6932 | 0.6316 | 0.57917 | 0.44154 | 0.030667 | 0.48532 | 0.43348 | 0.39986 | 0.36432 | 0.3341 | 0.2294 | 0.016267
|  | 1.91 |  | 1.91 | 0.84208 | 0.75246 | 0.69428 | 0.63314 | 0.58056 | 0.44277 | 0.0366 | 0.48583 | 0.43409 | 0.40048 | 0.36521 | 0.3349 | 0.23004 | 0.01932
|  | 1.92 |  | 1.92 | 0.84296 | 0.75352 | 0.69536 | 0.63468 | 0.58194 | 0.444 | 0.042533 | 0.48634 | 0.4347 | 0.40111 | 0.3661 | 0.3357 | 0.23068 | 0.022373
|  | 1.93 |  | 1.93 | 0.84384 | 0.75458 | 0.69644 | 0.63622 | 0.58333 | 0.44523 | 0.048467 | 0.48684 | 0.43532 | 0.40173 | 0.36698 | 0.3365 | 0.23132 | 0.025427
|  | 1.94 |  | 1.94 | 0.84472 | 0.75564 | 0.69752 | 0.63776 | 0.58472 | 0.44646 | 0.0544 | 0.48735 | 0.43593 | 0.40236 | 0.36787 | 0.3373 | 0.23196 | 0.02848
|  | 1.95 |  | 1.95 | 0.8456 | 0.7567 | 0.6986 | 0.6393 | 0.58611 | 0.44769 | 0.060333 | 0.48786 | 0.43654 | 0.40298 | 0.36876 | 0.3381 | 0.2326 | 0.031533
|  | 1.96 |  | 1.96 | 0.84648 | 0.75776 | 0.69968 | 0.64084 | 0.5875 | 0.44892 | 0.066267 | 0.48837 | 0.43715 | 0.4036 | 0.36965 | 0.3389 | 0.23324 | 0.034587
|  | 1.97 |  | 1.97 | 0.84736 | 0.75882 | 0.70076 | 0.64238 | 0.58889 | 0.45015 | 0.0722 | 0.48888 | 0.43776 | 0.40423 | 0.37054 | 0.3397 | 0.23388 | 0.03764
|  | 1.98 |  | 1.98 | 0.84824 | 0.75988 | 0.70184 | 0.64392 | 0.59028 | 0.45138 | 0.078133 | 0.48938 | 0.43838 | 0.40485 | 0.37142 | 0.3405 | 0.23452 | 0.040693
|  | 1.99 |  | 1.99 | 0.84912 | 0.76094 | 0.70292 | 0.64546 | 0.59167 | 0.45262 | 0.084067 | 0.48989 | 0.43899 | 0.40548 | 0.37231 | 0.3413 | 0.23516 | 0.043747
|  | 2 |  | 2 | 0.85 | 0.762 | 0.704 | 0.647 | 0.59306 | 0.45385 | 0.09 | 0.4904 | 0.4396 | 0.4061 | 0.3732 | 0.3421 | 0.2358 | 0.0468
|  | 2.01 |  | 2.01 | 0.8506 | 0.76276 | 0.70484 | 0.6479 | 0.59444 | 0.45508 | 0.094074 | 0.49075 | 0.44004 | 0.40659 | 0.37372 | 0.3429 | 0.23644 | 0.048915
|  | 2.02 |  | 2.02 | 0.8512 | 0.76352 | 0.70568 | 0.6488 | 0.59583 | 0.45631 | 0.098148 | 0.49109 | 0.44048 | 0.40707 | 0.37424 | 0.3437 | 0.23708 | 0.05103
|  | 2.03 |  | 2.03 | 0.8518 | 0.76428 | 0.70652 | 0.6497 | 0.59722 | 0.45754 | 0.10222 | 0.49144 | 0.44091 | 0.40756 | 0.37476 | 0.3445 | 0.23772 | 0.053144
|  | 2.04 |  | 2.04 | 0.8524 | 0.76504 | 0.70736 | 0.6506 | 0.59861 | 0.45877 | 0.1063 | 0.49178 | 0.44135 | 0.40804 | 0.37528 | 0.3453 | 0.23836 | 0.055259
|  | 2.05 |  | 2.05 | 0.853 | 0.7658 | 0.7082 | 0.6515 | 0.6 | 0.46 | 0.11037 | 0.49213 | 0.44179 | 0.40853 | 0.3758 | 0.3461 | 0.239 | 0.057374
|  | 2.06 |  | 2.06 | 0.8536 | 0.76656 | 0.70904 | 0.6524 | 0.60067 | 0.46086 | 0.11444 | 0.49248 | 0.44223 | 0.40902 | 0.37632 | 0.34648 | 0.23945 | 0.059489
|  | 2.07 |  | 2.07 | 0.8542 | 0.76732 | 0.70988 | 0.6533 | 0.60133 | 0.46171 | 0.11852 | 0.49282 | 0.44267 | 0.4095 | 0.37684 | 0.34687 | 0.23989 | 0.061604
|  | 2.08 |  | 2.08 | 0.8548 | 0.76808 | 0.71072 | 0.6542 | 0.602 | 0.46257 | 0.12259 | 0.49317 | 0.4431 | 0.40999 | 0.37736 | 0.34725 | 0.24034 | 0.063719
|  | 2.09 |  | 2.09 | 0.8554 | 0.76884 | 0.71156 | 0.6551 | 0.60267 | 0.46343 | 0.12667 | 0.49351 | 0.44354 | 0.41047 | 0.37788 | 0.34764 | 0.24078 | 0.065833
|  | 2.1 |  | 2.1 | 0.856 | 0.7696 | 0.7124 | 0.656 | 0.60333 | 0.46429 | 0.13074 | 0.49386 | 0.44398 | 0.41096 | 0.3784 | 0.34802 | 0.24123 | 0.067948
|  | 2.11 |  | 2.11 | 0.8566 | 0.77036 | 0.71324 | 0.6569 | 0.604 | 0.46514 | 0.13481 | 0.49421 | 0.44442 | 0.41145 | 0.37892 | 0.34841 | 0.24167 | 0.070063
|  | 2.12 |  | 2.12 | 0.8572 | 0.77112 | 0.71408 | 0.6578 | 0.60467 | 0.466 | 0.13889 | 0.49455 | 0.44486 | 0.41193 | 0.37944 | 0.34879 | 0.24212 | 0.072178
|  | 2.13 |  | 2.13 | 0.8578 | 0.77188 | 0.71492 | 0.6587 | 0.60533 | 0.46686 | 0.14296 | 0.4949 | 0.44529 | 0.41242 | 0.37996 | 0.34918 | 0.24257 | 0.074293
|  | 2.14 |  | 2.14 | 0.8584 | 0.77264 | 0.71576 | 0.6596 | 0.606 | 0.46771 | 0.14704 | 0.49524 | 0.44573 | 0.4129 | 0.38048 | 0.34956 | 0.24301 | 0.076407
|  | 2.15 |  | 2.15 | 0.859 | 0.7734 | 0.7166 | 0.6605 | 0.60667 | 0.46857 | 0.15111 | 0.49559 | 0.44617 | 0.41339 | 0.381 | 0.34994 | 0.24346 | 0.078522
|  | 2.16 |  | 2.16 | 0.8596 | 0.77416 | 0.71744 | 0.6614 | 0.60733 | 0.46943 | 0.15519 | 0.49594 | 0.44661 | 0.41388 | 0.38152 | 0.35033 | 0.2439 | 0.080637
|  | 2.17 |  | 2.17 | 0.8602 | 0.77492 | 0.71828 | 0.6623 | 0.608 | 0.47029 | 0.15926 | 0.49628 | 0.44705 | 0.41436 | 0.38204 | 0.35071 | 0.24435 | 0.082752
|  | 2.18 |  | 2.18 | 0.8608 | 0.77568 | 0.71912 | 0.6632 | 0.60867 | 0.47114 | 0.16333 | 0.49663 | 0.44748 | 0.41485 | 0.38256 | 0.3511 | 0.24479 | 0.084867
|  | 2.19 |  | 2.19 | 0.8614 | 0.77644 | 0.71996 | 0.6641 | 0.60933 | 0.472 | 0.16741 | 0.49697 | 0.44792 | 0.41533 | 0.38308 | 0.35148 | 0.24524 | 0.086981
|  | 2.2 |  | 2.2 | 0.862 | 0.7772 | 0.7208 | 0.665 | 0.61 | 0.47286 | 0.17148 | 0.49732 | 0.44836 | 0.41582 | 0.3836 | 0.35187 | 0.24569 | 0.089096
|  | 2.21 |  | 2.21 | 0.8626 | 0.77796 | 0.72164 | 0.6659 | 0.61067 | 0.47371 | 0.17556 | 0.49767 | 0.4488 | 0.41631 | 0.38412 | 0.35225 | 0.24613 | 0.091211
|  | 2.22 |  | 2.22 | 0.8632 | 0.77872 | 0.72248 | 0.6668 | 0.61133 | 0.47457 | 0.17963 | 0.49801 | 0.44924 | 0.41679 | 0.38464 | 0.35264 | 0.24658 | 0.093326
|  | 2.23 |  | 2.23 | 0.8638 | 0.77948 | 0.72332 | 0.6677 | 0.612 | 0.47543 | 0.1837 | 0.49836 | 0.44967 | 0.41728 | 0.38516 | 0.35302 | 0.24702 | 0.095441
|  | 2.24 |  | 2.24 | 0.8644 | 0.78024 | 0.72416 | 0.6686 | 0.61267 | 0.47629 | 0.18778 | 0.4987 | 0.45011 | 0.41776 | 0.38568 | 0.3534 | 0.24747 | 0.097556
|  | 2.25 |  | 2.25 | 0.865 | 0.781 | 0.725 | 0.6695 | 0.61333 | 0.47714 | 0.19185 | 0.49905 | 0.45055 | 0.41825 | 0.3862 | 0.35379 | 0.24791 | 0.09967
|  | 2.26 |  | 2.26 | 0.8656 | 0.78176 | 0.72584 | 0.6704 | 0.614 | 0.478 | 0.19593 | 0.4994 | 0.45099 | 0.41874 | 0.38672 | 0.35417 | 0.24836 | 0.10179
|  | 2.27 |  | 2.27 | 0.8662 | 0.78252 | 0.72668 | 0.6713 | 0.61467 | 0.47886 | 0.2 | 0.49974 | 0.45143 | 0.41922 | 0.38724 | 0.35456 | 0.24881 | 0.1039
|  | 2.28 |  | 2.28 | 0.8668 | 0.78328 | 0.72752 | 0.6722 | 0.61533 | 0.47971 | 0.20263 | 0.50009 | 0.45186 | 0.41971 | 0.38776 | 0.35494 | 0.24925 | 0.10527
|  | 2.29 |  | 2.29 | 0.8674 | 0.78404 | 0.72836 | 0.6731 | 0.616 | 0.48057 | 0.20526 | 0.50043 | 0.4523 | 0.42019 | 0.38828 | 0.35533 | 0.2497 | 0.10664
|  | 2.3 |  | 2.3 | 0.868 | 0.7848 | 0.7292 | 0.674 | 0.61667 | 0.48143 | 0.20789 | 0.50078 | 0.45274 | 0.42068 | 0.3888 | 0.35571 | 0.25014 | 0.10801
|  | 2.31 |  | 2.31 | 0.8686 | 0.78556 | 0.73004 | 0.6749 | 0.61733 | 0.48229 | 0.21053 | 0.50113 | 0.45318 | 0.42117 | 0.38932 | 0.3561 | 0.25059 | 0.10937
|  | 2.32 |  | 2.32 | 0.8692 | 0.78632 | 0.73088 | 0.6758 | 0.618 | 0.48314 | 0.21316 | 0.50147 | 0.45362 | 0.42165 | 0.38984 | 0.35648 | 0.25103 | 0.11074
|  | 2.33 |  | 2.33 | 0.8698 | 0.78708 | 0.73172 | 0.6767 | 0.61867 | 0.484 | 0.21579 | 0.50182 | 0.45405 | 0.42214 | 0.39036 | 0.35686 | 0.25148 | 0.11211
|  | 2.34 |  | 2.34 | 0.8704 | 0.78784 | 0.73256 | 0.6776 | 0.61933 | 0.48486 | 0.21842 | 0.50216 | 0.45449 | 0.42262 | 0.39088 | 0.35725 | 0.25193 | 0.11348
|  | 2.35 |  | 2.35 | 0.871 | 0.7886 | 0.7334 | 0.6785 | 0.62 | 0.48571 | 0.22105 | 0.50251 | 0.45493 | 0.42311 | 0.3914 | 0.35763 | 0.25237 | 0.11485
|  | 2.36 |  | 2.36 | 0.8716 | 0.78936 | 0.73424 | 0.6794 | 0.62067 | 0.48657 | 0.22368 | 0.50286 | 0.45537 | 0.4236 | 0.39192 | 0.35802 | 0.25282 | 0.11622
|  | 2.37 |  | 2.37 | 0.8722 | 0.79012 | 0.73508 | 0.6803 | 0.62133 | 0.48743 | 0.22632 | 0.5032 | 0.45581 | 0.42408 | 0.39244 | 0.3584 | 0.25326 | 0.11758
|  | 2.38 |  | 2.38 | 0.8728 | 0.79088 | 0.73592 | 0.6812 | 0.622 | 0.48829 | 0.22895 | 0.50355 | 0.45624 | 0.42457 | 0.39296 | 0.35879 | 0.25371 | 0.11895
|  | 2.39 |  | 2.39 | 0.8734 | 0.79164 | 0.73676 | 0.6821 | 0.62267 | 0.48914 | 0.23158 | 0.50389 | 0.45668 | 0.42505 | 0.39348 | 0.35917 | 0.25415 | 0.12032
|  | 2.4 |  | 2.4 | 0.874 | 0.7924 | 0.7376 | 0.683 | 0.62333 | 0.49 | 0.23421 | 0.50424 | 0.45712 | 0.42554 | 0.394 | 0.35956 | 0.2546 | 0.12169
|  | 2.41 |  | 2.41 | 0.8746 | 0.79316 | 0.73844 | 0.6839 | 0.624 | 0.49067 | 0.23684 | 0.50459 | 0.45756 | 0.42603 | 0.39452 | 0.35994 | 0.25495 | 0.12306
|  | 2.42 |  | 2.42 | 0.8752 | 0.79392 | 0.73928 | 0.6848 | 0.62467 | 0.49133 | 0.23947 | 0.50493 | 0.458 | 0.42651 | 0.39504 | 0.36032 | 0.25529 | 0.12443
|  | 2.43 |  | 2.43 | 0.8758 | 0.79468 | 0.74012 | 0.6857 | 0.62533 | 0.492 | 0.24211 | 0.50528 | 0.45843 | 0.427 | 0.39556 | 0.36071 | 0.25564 | 0.12579
|  | 2.44 |  | 2.44 | 0.8764 | 0.79544 | 0.74096 | 0.6866 | 0.626 | 0.49267 | 0.24474 | 0.50562 | 0.45887 | 0.42748 | 0.39608 | 0.36109 | 0.25599 | 0.12716
|  | 2.45 |  | 2.45 | 0.877 | 0.7962 | 0.7418 | 0.6875 | 0.62667 | 0.49333 | 0.24737 | 0.50597 | 0.45931 | 0.42797 | 0.3966 | 0.36148 | 0.25633 | 0.12853
|  | 2.46 |  | 2.46 | 0.8776 | 0.79696 | 0.74264 | 0.6884 | 0.62733 | 0.494 | 0.25 | 0.50632 | 0.45975 | 0.42846 | 0.39712 | 0.36186 | 0.25668 | 0.1299
|  | 2.47 |  | 2.47 | 0.8782 | 0.79772 | 0.74348 | 0.6893 | 0.628 | 0.49467 | 0.25263 | 0.50666 | 0.46019 | 0.42894 | 0.39764 | 0.36225 | 0.25703 | 0.13127
|  | 2.48 |  | 2.48 | 0.8788 | 0.79848 | 0.74432 | 0.6902 | 0.62867 | 0.49533 | 0.25526 | 0.50701 | 0.46062 | 0.42943 | 0.39816 | 0.36263 | 0.25737 | 0.13264
|  | 2.49 |  | 2.49 | 0.8794 | 0.79924 | 0.74516 | 0.6911 | 0.62933 | 0.496 | 0.25789 | 0.50735 | 0.46106 | 0.42991 | 0.39868 | 0.36302 | 0.25772 | 0.13401
|  | 2.5 |  | 2.5 | 0.88 | 0.8 | 0.746 | 0.692 | 0.63 | 0.49667 | 0.26053 | 0.5077 | 0.4615 | 0.4304 | 0.3992 | 0.3634 | 0.25807 | 0.13537
|  | 2.51 |  | 2.51 | 0.8804 | 0.80058 | 0.74662 | 0.6927 | 0.63084 | 0.49733 | 0.26316 | 0.50793 | 0.46183 | 0.43076 | 0.3996 | 0.36389 | 0.25841 | 0.13674
|  | 2.52 |  | 2.52 | 0.8808 | 0.80116 | 0.74724 | 0.6934 | 0.63168 | 0.498 | 0.26579 | 0.50816 | 0.46217 | 0.43111 | 0.40001 | 0.36437 | 0.25876 | 0.13811
|  | 2.53 |  | 2.53 | 0.8812 | 0.80174 | 0.74786 | 0.6941 | 0.63252 | 0.49867 | 0.26842 | 0.50839 | 0.4625 | 0.43147 | 0.40041 | 0.36486 | 0.25911 | 0.13948
|  | 2.54 |  | 2.54 | 0.8816 | 0.80232 | 0.74848 | 0.6948 | 0.63336 | 0.49933 | 0.27105 | 0.50862 | 0.46284 | 0.43182 | 0.40082 | 0.36534 | 0.25945 | 0.14085
|  | 2.55 |  | 2.55 | 0.882 | 0.8029 | 0.7491 | 0.6955 | 0.6342 | 0.5 | 0.27368 | 0.50885 | 0.46317 | 0.43218 | 0.40122 | 0.36583 | 0.2598 | 0.14222
|  | 2.56 |  | 2.56 | 0.8824 | 0.80348 | 0.74972 | 0.6962 | 0.63504 | 0.50067 | 0.27632 | 0.50908 | 0.4635 | 0.43254 | 0.40162 | 0.36632 | 0.26015 | 0.14358
|  | 2.57 |  | 2.57 | 0.8828 | 0.80406 | 0.75034 | 0.6969 | 0.63588 | 0.50133 | 0.27895 | 0.50931 | 0.46384 | 0.43289 | 0.40203 | 0.3668 | 0.26049 | 0.14495
|  | 2.58 |  | 2.58 | 0.8832 | 0.80464 | 0.75096 | 0.6976 | 0.63672 | 0.502 | 0.28158 | 0.50954 | 0.46417 | 0.43325 | 0.40243 | 0.36729 | 0.26084 | 0.14632
|  | 2.59 |  | 2.59 | 0.8836 | 0.80522 | 0.75158 | 0.6983 | 0.63756 | 0.50267 | 0.28421 | 0.50977 | 0.46451 | 0.4336 | 0.40284 | 0.36777 | 0.26119 | 0.14769
|  | 2.6 |  | 2.6 | 0.884 | 0.8058 | 0.7522 | 0.699 | 0.6384 | 0.50333 | 0.28684 | 0.51 | 0.46484 | 0.43396 | 0.40324 | 0.36826 | 0.26153 | 0.14906
|  | 2.61 |  | 2.61 | 0.8844 | 0.80638 | 0.75282 | 0.6997 | 0.63924 | 0.504 | 0.28947 | 0.51023 | 0.46517 | 0.43432 | 0.40364 | 0.36875 | 0.26188 | 0.15043
|  | 2.62 |  | 2.62 | 0.8848 | 0.80696 | 0.75344 | 0.7004 | 0.64008 | 0.50467 | 0.29211 | 0.51046 | 0.46551 | 0.43467 | 0.40405 | 0.36923 | 0.26223 | 0.15179
|  | 2.63 |  | 2.63 | 0.8852 | 0.80754 | 0.75406 | 0.7011 | 0.64092 | 0.50533 | 0.29474 | 0.51069 | 0.46584 | 0.43503 | 0.40445 | 0.36972 | 0.26257 | 0.15316
|  | 2.64 |  | 2.64 | 0.8856 | 0.80812 | 0.75468 | 0.7018 | 0.64176 | 0.506 | 0.29737 | 0.51092 | 0.46618 | 0.43538 | 0.40486 | 0.3702 | 0.26292 | 0.15453
|  | 2.65 |  | 2.65 | 0.886 | 0.8087 | 0.7553 | 0.7025 | 0.6426 | 0.50667 | 0.3 | 0.51115 | 0.46651 | 0.43574 | 0.40526 | 0.37069 | 0.26327 | 0.1559
|  | 2.66 |  | 2.66 | 0.8864 | 0.80928 | 0.75592 | 0.7032 | 0.64344 | 0.50733 | 0.30171 | 0.51138 | 0.46684 | 0.4361 | 0.40566 | 0.37118 | 0.26361 | 0.15679
|  | 2.67 |  | 2.67 | 0.8868 | 0.80986 | 0.75654 | 0.7039 | 0.64428 | 0.508 | 0.30343 | 0.51161 | 0.46718 | 0.43645 | 0.40607 | 0.37166 | 0.26396 | 0.15768
|  | 2.68 |  | 2.68 | 0.8872 | 0.81044 | 0.75716 | 0.7046 | 0.64512 | 0.50867 | 0.30514 | 0.51184 | 0.46751 | 0.43681 | 0.40647 | 0.37215 | 0.26431 | 0.15857
|  | 2.69 |  | 2.69 | 0.8876 | 0.81102 | 0.75778 | 0.7053 | 0.64596 | 0.50933 | 0.30686 | 0.51207 | 0.46785 | 0.43716 | 0.40688 | 0.37263 | 0.26465 | 0.15945
|  | 2.7 |  | 2.7 | 0.888 | 0.8116 | 0.7584 | 0.706 | 0.6468 | 0.51 | 0.30857 | 0.5123 | 0.46818 | 0.43752 | 0.40728 | 0.37312 | 0.265 | 0.16034
|  | 2.71 |  | 2.71 | 0.8884 | 0.81218 | 0.75902 | 0.7067 | 0.64764 | 0.51067 | 0.31029 | 0.51253 | 0.46851 | 0.43788 | 0.40768 | 0.37361 | 0.26535 | 0.16123
|  | 2.72 |  | 2.72 | 0.8888 | 0.81276 | 0.75964 | 0.7074 | 0.64848 | 0.51133 | 0.312 | 0.51276 | 0.46885 | 0.43823 | 0.40809 | 0.37409 | 0.26569 | 0.16212
|  | 2.73 |  | 2.73 | 0.8892 | 0.81334 | 0.76026 | 0.7081 | 0.64932 | 0.512 | 0.31371 | 0.51299 | 0.46918 | 0.43859 | 0.40849 | 0.37458 | 0.26604 | 0.16301
|  | 2.74 |  | 2.74 | 0.8896 | 0.81392 | 0.76088 | 0.7088 | 0.65016 | 0.51267 | 0.31543 | 0.51322 | 0.46952 | 0.43894 | 0.4089 | 0.37506 | 0.26639 | 0.1639
|  | 2.75 |  | 2.75 | 0.89 | 0.8145 | 0.7615 | 0.7095 | 0.651 | 0.51333 | 0.31714 | 0.51345 | 0.46985 | 0.4393 | 0.4093 | 0.37555 | 0.26673 | 0.16479
|  | 2.76 |  | 2.76 | 0.8904 | 0.81508 | 0.76212 | 0.7102 | 0.65184 | 0.514 | 0.31886 | 0.51368 | 0.47018 | 0.43966 | 0.4097 | 0.37604 | 0.26708 | 0.16567
|  | 2.77 |  | 2.77 | 0.8908 | 0.81566 | 0.76274 | 0.7109 | 0.65268 | 0.51467 | 0.32057 | 0.51391 | 0.47052 | 0.44001 | 0.41011 | 0.37652 | 0.26743 | 0.16656
|  | 2.78 |  | 2.78 | 0.8912 | 0.81624 | 0.76336 | 0.7116 | 0.65352 | 0.51533 | 0.32229 | 0.51414 | 0.47085 | 0.44037 | 0.41051 | 0.37701 | 0.26777 | 0.16745
|  | 2.79 |  | 2.79 | 0.8916 | 0.81682 | 0.76398 | 0.7123 | 0.65436 | 0.516 | 0.324 | 0.51437 | 0.47119 | 0.44072 | 0.41092 | 0.37749 | 0.26812 | 0.16834
|  | 2.8 |  | 2.8 | 0.892 | 0.8174 | 0.7646 | 0.713 | 0.6552 | 0.51667 | 0.32571 | 0.5146 | 0.47152 | 0.44108 | 0.41132 | 0.37798 | 0.26847 | 0.16923
|  | 2.81 |  | 2.81 | 0.8924 | 0.81798 | 0.76522 | 0.7137 | 0.65604 | 0.51733 | 0.32743 | 0.51483 | 0.47185 | 0.44144 | 0.41172 | 0.37847 | 0.26881 | 0.17012
|  | 2.82 |  | 2.82 | 0.8928 | 0.81856 | 0.76584 | 0.7144 | 0.65688 | 0.518 | 0.32914 | 0.51506 | 0.47219 | 0.44179 | 0.41213 | 0.37895 | 0.26916 | 0.17101
|  | 2.83 |  | 2.83 | 0.8932 | 0.81914 | 0.76646 | 0.7151 | 0.65772 | 0.51867 | 0.33086 | 0.51529 | 0.47252 | 0.44215 | 0.41253 | 0.37944 | 0.26951 | 0.17189
|  | 2.84 |  | 2.84 | 0.8936 | 0.81972 | 0.76708 | 0.7158 | 0.65856 | 0.51933 | 0.33257 | 0.51552 | 0.47286 | 0.4425 | 0.41294 | 0.37992 | 0.26985 | 0.17278
|  | 2.85 |  | 2.85 | 0.894 | 0.8203 | 0.7677 | 0.7165 | 0.6594 | 0.52 | 0.33429 | 0.51575 | 0.47319 | 0.44286 | 0.41334 | 0.38041 | 0.2702 | 0.17367
|  | 2.86 |  | 2.86 | 0.8944 | 0.82088 | 0.76832 | 0.7172 | 0.66024 | 0.52067 | 0.336 | 0.51598 | 0.47352 | 0.44322 | 0.41374 | 0.3809 | 0.27055 | 0.17456
|  | 2.87 |  | 2.87 | 0.8948 | 0.82146 | 0.76894 | 0.7179 | 0.66108 | 0.52133 | 0.33771 | 0.51621 | 0.47386 | 0.44357 | 0.41415 | 0.38138 | 0.27089 | 0.17545
|  | 2.88 |  | 2.88 | 0.8952 | 0.82204 | 0.76956 | 0.7186 | 0.66192 | 0.522 | 0.33943 | 0.51644 | 0.47419 | 0.44393 | 0.41455 | 0.38187 | 0.27124 | 0.17634
|  | 2.89 |  | 2.89 | 0.8956 | 0.82262 | 0.77018 | 0.7193 | 0.66276 | 0.52267 | 0.34114 | 0.51667 | 0.47453 | 0.44428 | 0.41496 | 0.38235 | 0.27159 | 0.17723
|  | 2.9 |  | 2.9 | 0.896 | 0.8232 | 0.7708 | 0.72 | 0.6636 | 0.52333 | 0.34286 | 0.5169 | 0.47486 | 0.44464 | 0.41536 | 0.38284 | 0.27193 | 0.17811
|  | 2.91 |  | 2.91 | 0.8964 | 0.82378 | 0.77142 | 0.7207 | 0.66444 | 0.524 | 0.34457 | 0.51713 | 0.47519 | 0.445 | 0.41576 | 0.38333 | 0.27228 | 0.179
|  | 2.92 |  | 2.92 | 0.8968 | 0.82436 | 0.77204 | 0.7214 | 0.66528 | 0.52467 | 0.34629 | 0.51736 | 0.47553 | 0.44535 | 0.41617 | 0.38381 | 0.27263 | 0.17989
|  | 2.93 |  | 2.93 | 0.8972 | 0.82494 | 0.77266 | 0.7221 | 0.66612 | 0.52533 | 0.348 | 0.51759 | 0.47586 | 0.44571 | 0.41657 | 0.3843 | 0.27297 | 0.18078
|  | 2.94 |  | 2.94 | 0.8976 | 0.82552 | 0.77328 | 0.7228 | 0.66696 | 0.526 | 0.34971 | 0.51782 | 0.4762 | 0.44606 | 0.41698 | 0.38478 | 0.27332 | 0.18167
|  | 2.95 |  | 2.95 | 0.898 | 0.8261 | 0.7739 | 0.7235 | 0.6678 | 0.52667 | 0.35143 | 0.51805 | 0.47653 | 0.44642 | 0.41738 | 0.38527 | 0.27367 | 0.18256
|  | 2.96 |  | 2.96 | 0.8984 | 0.82668 | 0.77452 | 0.7242 | 0.66864 | 0.52733 | 0.35314 | 0.51828 | 0.47686 | 0.44678 | 0.41778 | 0.38576 | 0.27401 | 0.18345
|  | 2.97 |  | 2.97 | 0.8988 | 0.82726 | 0.77514 | 0.7249 | 0.66948 | 0.528 | 0.35486 | 0.51851 | 0.4772 | 0.44713 | 0.41819 | 0.38624 | 0.27436 | 0.18433
|  | 2.98 |  | 2.98 | 0.8992 | 0.82784 | 0.77576 | 0.7256 | 0.67032 | 0.52867 | 0.35657 | 0.51874 | 0.47753 | 0.44749 | 0.41859 | 0.38673 | 0.27471 | 0.18522
|  | 2.99 |  | 2.99 | 0.8996 | 0.82842 | 0.77638 | 0.7263 | 0.67116 | 0.52933 | 0.35829 | 0.51897 | 0.47787 | 0.44784 | 0.419 | 0.38721 | 0.27505 | 0.18611
|  | 3 |  | 3 | 0.9 | 0.829 | 0.777 | 0.727 | 0.672 | 0.53 | 0.36 | 0.5192 | 0.4782 | 0.4482 | 0.4194 | 0.3877 | 0.2754 | 0.187
|  | 3.01 |  | 3.01 | 0.90025 | 0.82942 | 0.77746 | 0.7275 | 0.67244 | 0.5305 | 0.36118 | 0.51934 | 0.47844 | 0.44847 | 0.41969 | 0.38796 | 0.27566 | 0.18761
|  | 3.02 |  | 3.02 | 0.9005 | 0.82984 | 0.77792 | 0.728 | 0.67289 | 0.531 | 0.36235 | 0.51949 | 0.47869 | 0.44873 | 0.41998 | 0.38821 | 0.27592 | 0.18822
|  | 3.03 |  | 3.03 | 0.90075 | 0.83026 | 0.77838 | 0.7285 | 0.67333 | 0.5315 | 0.36353 | 0.51963 | 0.47893 | 0.449 | 0.42026 | 0.38847 | 0.27618 | 0.18884
|  | 3.04 |  | 3.04 | 0.901 | 0.83068 | 0.77884 | 0.729 | 0.67378 | 0.532 | 0.36471 | 0.51978 | 0.47918 | 0.44926 | 0.42055 | 0.38872 | 0.27643 | 0.18945
|  | 3.05 |  | 3.05 | 0.90125 | 0.8311 | 0.7793 | 0.7295 | 0.67422 | 0.5325 | 0.36588 | 0.51992 | 0.47942 | 0.44953 | 0.42084 | 0.38898 | 0.27669 | 0.19006
|  | 3.06 |  | 3.06 | 0.9015 | 0.83152 | 0.77976 | 0.73 | 0.67467 | 0.533 | 0.36706 | 0.52006 | 0.47966 | 0.4498 | 0.42113 | 0.38923 | 0.27695 | 0.19067
|  | 3.07 |  | 3.07 | 0.90175 | 0.83194 | 0.78022 | 0.7305 | 0.67511 | 0.5335 | 0.36824 | 0.52021 | 0.47991 | 0.45006 | 0.42142 | 0.38949 | 0.27721 | 0.19128
|  | 3.08 |  | 3.08 | 0.902 | 0.83236 | 0.78068 | 0.731 | 0.67556 | 0.534 | 0.36941 | 0.52035 | 0.48015 | 0.45033 | 0.4217 | 0.38974 | 0.27747 | 0.19189
|  | 3.09 |  | 3.09 | 0.90225 | 0.83278 | 0.78114 | 0.7315 | 0.676 | 0.5345 | 0.37059 | 0.5205 | 0.4804 | 0.45059 | 0.42199 | 0.39 | 0.27773 | 0.19251
|  | 3.1 |  | 3.1 | 0.9025 | 0.8332 | 0.7816 | 0.732 | 0.67644 | 0.535 | 0.37176 | 0.52064 | 0.48064 | 0.45086 | 0.42228 | 0.39026 | 0.27799 | 0.19312
|  | 3.11 |  | 3.11 | 0.90275 | 0.83362 | 0.78206 | 0.7325 | 0.67689 | 0.5355 | 0.37294 | 0.52078 | 0.48088 | 0.45113 | 0.42257 | 0.39051 | 0.27825 | 0.19373
|  | 3.12 |  | 3.12 | 0.903 | 0.83404 | 0.78252 | 0.733 | 0.67733 | 0.536 | 0.37412 | 0.52093 | 0.48113 | 0.45139 | 0.42286 | 0.39077 | 0.2785 | 0.19434
|  | 3.13 |  | 3.13 | 0.90325 | 0.83446 | 0.78298 | 0.7335 | 0.67778 | 0.5365 | 0.37529 | 0.52107 | 0.48137 | 0.45166 | 0.42314 | 0.39102 | 0.27876 | 0.19495
|  | 3.14 |  | 3.14 | 0.9035 | 0.83488 | 0.78344 | 0.734 | 0.67822 | 0.537 | 0.37647 | 0.52122 | 0.48162 | 0.45192 | 0.42343 | 0.39128 | 0.27902 | 0.19556
|  | 3.15 |  | 3.15 | 0.90375 | 0.8353 | 0.7839 | 0.7345 | 0.67867 | 0.5375 | 0.37765 | 0.52136 | 0.48186 | 0.45219 | 0.42372 | 0.39153 | 0.27928 | 0.19618
|  | 3.16 |  | 3.16 | 0.904 | 0.83572 | 0.78436 | 0.735 | 0.67911 | 0.538 | 0.37882 | 0.5215 | 0.4821 | 0.45246 | 0.42401 | 0.39179 | 0.27954 | 0.19679
|  | 3.17 |  | 3.17 | 0.90425 | 0.83614 | 0.78482 | 0.7355 | 0.67956 | 0.5385 | 0.38 | 0.52165 | 0.48235 | 0.45272 | 0.4243 | 0.39204 | 0.2798 | 0.1974
|  | 3.18 |  | 3.18 | 0.9045 | 0.83656 | 0.78528 | 0.736 | 0.68 | 0.539 | 0.38118 | 0.52179 | 0.48259 | 0.45299 | 0.42458 | 0.3923 | 0.28006 | 0.19801
|  | 3.19 |  | 3.19 | 0.90475 | 0.83698 | 0.78574 | 0.7365 | 0.68044 | 0.5395 | 0.38235 | 0.52194 | 0.48284 | 0.45325 | 0.42487 | 0.39256 | 0.28032 | 0.19862
|  | 3.2 |  | 3.2 | 0.905 | 0.8374 | 0.7862 | 0.737 | 0.68089 | 0.54 | 0.38353 | 0.52208 | 0.48308 | 0.45352 | 0.42516 | 0.39281 | 0.28057 | 0.19924
|  | 3.21 |  | 3.21 | 0.90525 | 0.83782 | 0.78666 | 0.7375 | 0.68133 | 0.5405 | 0.38471 | 0.52222 | 0.48332 | 0.45379 | 0.42545 | 0.39307 | 0.28083 | 0.19985
|  | 3.22 |  | 3.22 | 0.9055 | 0.83824 | 0.78712 | 0.738 | 0.68178 | 0.541 | 0.38588 | 0.52237 | 0.48357 | 0.45405 | 0.42574 | 0.39332 | 0.28109 | 0.20046
|  | 3.23 |  | 3.23 | 0.90575 | 0.83866 | 0.78758 | 0.7385 | 0.68222 | 0.5415 | 0.38706 | 0.52251 | 0.48381 | 0.45432 | 0.42602 | 0.39358 | 0.28135 | 0.20107
|  | 3.24 |  | 3.24 | 0.906 | 0.83908 | 0.78804 | 0.739 | 0.68267 | 0.542 | 0.38824 | 0.52266 | 0.48406 | 0.45458 | 0.42631 | 0.39383 | 0.28161 | 0.20168
|  | 3.25 |  | 3.25 | 0.90625 | 0.8395 | 0.7885 | 0.7395 | 0.68311 | 0.5425 | 0.38941 | 0.5228 | 0.4843 | 0.45485 | 0.4266 | 0.39409 | 0.28187 | 0.20229
|  | 3.26 |  | 3.26 | 0.9065 | 0.83992 | 0.78896 | 0.74 | 0.68356 | 0.543 | 0.39059 | 0.52294 | 0.48454 | 0.45512 | 0.42689 | 0.39434 | 0.28213 | 0.20291
|  | 3.27 |  | 3.27 | 0.90675 | 0.84034 | 0.78942 | 0.7405 | 0.684 | 0.5435 | 0.39176 | 0.52309 | 0.48479 | 0.45538 | 0.42718 | 0.3946 | 0.28239 | 0.20352
|  | 3.28 |  | 3.28 | 0.907 | 0.84076 | 0.78988 | 0.741 | 0.68444 | 0.544 | 0.39294 | 0.52323 | 0.48503 | 0.45565 | 0.42746 | 0.39486 | 0.28264 | 0.20413
|  | 3.29 |  | 3.29 | 0.90725 | 0.84118 | 0.79034 | 0.7415 | 0.68489 | 0.5445 | 0.39412 | 0.52338 | 0.48528 | 0.45591 | 0.42775 | 0.39511 | 0.2829 | 0.20474
|  | 3.3 |  | 3.3 | 0.9075 | 0.8416 | 0.7908 | 0.742 | 0.68533 | 0.545 | 0.39529 | 0.52352 | 0.48552 | 0.45618 | 0.42804 | 0.39537 | 0.28316 | 0.20535
|  | 3.31 |  | 3.31 | 0.90775 | 0.84202 | 0.79126 | 0.7425 | 0.68578 | 0.5455 | 0.39647 | 0.52366 | 0.48576 | 0.45645 | 0.42833 | 0.39562 | 0.28342 | 0.20596
|  | 3.32 |  | 3.32 | 0.908 | 0.84244 | 0.79172 | 0.743 | 0.68622 | 0.546 | 0.39765 | 0.52381 | 0.48601 | 0.45671 | 0.42862 | 0.39588 | 0.28368 | 0.20658
|  | 3.33 |  | 3.33 | 0.90825 | 0.84286 | 0.79218 | 0.7435 | 0.68667 | 0.5465 | 0.39882 | 0.52395 | 0.48625 | 0.45698 | 0.4289 | 0.39613 | 0.28394 | 0.20719
|  | 3.34 |  | 3.34 | 0.9085 | 0.84328 | 0.79264 | 0.744 | 0.68711 | 0.547 | 0.4 | 0.5241 | 0.4865 | 0.45724 | 0.42919 | 0.39639 | 0.2842 | 0.2078
|  | 3.35 |  | 3.35 | 0.90875 | 0.8437 | 0.7931 | 0.7445 | 0.68756 | 0.5475 | 0.40089 | 0.52424 | 0.48674 | 0.45751 | 0.42948 | 0.39664 | 0.28446 | 0.20826
|  | 3.36 |  | 3.36 | 0.909 | 0.84412 | 0.79356 | 0.745 | 0.688 | 0.548 | 0.40179 | 0.52438 | 0.48698 | 0.45778 | 0.42977 | 0.3969 | 0.28471 | 0.20873
|  | 3.37 |  | 3.37 | 0.90925 | 0.84454 | 0.79402 | 0.7455 | 0.68844 | 0.5485 | 0.40268 | 0.52453 | 0.48723 | 0.45804 | 0.43006 | 0.39716 | 0.28497 | 0.20919
|  | 3.38 |  | 3.38 | 0.9095 | 0.84496 | 0.79448 | 0.746 | 0.68889 | 0.549 | 0.40357 | 0.52467 | 0.48747 | 0.45831 | 0.43034 | 0.39741 | 0.28523 | 0.20966
|  | 3.39 |  | 3.39 | 0.90975 | 0.84538 | 0.79494 | 0.7465 | 0.68933 | 0.5495 | 0.40446 | 0.52482 | 0.48772 | 0.45857 | 0.43063 | 0.39767 | 0.28549 | 0.21012
|  | 3.4 |  | 3.4 | 0.91 | 0.8458 | 0.7954 | 0.747 | 0.68978 | 0.55 | 0.40536 | 0.52496 | 0.48796 | 0.45884 | 0.43092 | 0.39792 | 0.28575 | 0.21059
|  | 3.41 |  | 3.41 | 0.91025 | 0.84622 | 0.79586 | 0.7475 | 0.69022 | 0.5505 | 0.40625 | 0.5251 | 0.4882 | 0.45911 | 0.43121 | 0.39818 | 0.28601 | 0.21105
|  | 3.42 |  | 3.42 | 0.9105 | 0.84664 | 0.79632 | 0.748 | 0.69067 | 0.551 | 0.40714 | 0.52525 | 0.48845 | 0.45937 | 0.4315 | 0.39843 | 0.28627 | 0.21151
|  | 3.43 |  | 3.43 | 0.91075 | 0.84706 | 0.79678 | 0.7485 | 0.69111 | 0.5515 | 0.40804 | 0.52539 | 0.48869 | 0.45964 | 0.43178 | 0.39869 | 0.28653 | 0.21198
|  | 3.44 |  | 3.44 | 0.911 | 0.84748 | 0.79724 | 0.749 | 0.69156 | 0.552 | 0.40893 | 0.52554 | 0.48894 | 0.4599 | 0.43207 | 0.39894 | 0.28678 | 0.21244
|  | 3.45 |  | 3.45 | 0.91125 | 0.8479 | 0.7977 | 0.7495 | 0.692 | 0.5525 | 0.40982 | 0.52568 | 0.48918 | 0.46017 | 0.43236 | 0.3992 | 0.28704 | 0.21291
|  | 3.46 |  | 3.46 | 0.9115 | 0.84832 | 0.79816 | 0.75 | 0.69244 | 0.553 | 0.41071 | 0.52582 | 0.48942 | 0.46044 | 0.43265 | 0.39946 | 0.2873 | 0.21337
|  | 3.47 |  | 3.47 | 0.91175 | 0.84874 | 0.79862 | 0.7505 | 0.69289 | 0.5535 | 0.41161 | 0.52597 | 0.48967 | 0.4607 | 0.43294 | 0.39971 | 0.28756 | 0.21384
|  | 3.48 |  | 3.48 | 0.912 | 0.84916 | 0.79908 | 0.751 | 0.69333 | 0.554 | 0.4125 | 0.52611 | 0.48991 | 0.46097 | 0.43322 | 0.39997 | 0.28782 | 0.2143
|  | 3.49 |  | 3.49 | 0.91225 | 0.84958 | 0.79954 | 0.7515 | 0.69378 | 0.5545 | 0.41339 | 0.52626 | 0.49016 | 0.46123 | 0.43351 | 0.40022 | 0.28808 | 0.21476
|  | 3.5 |  | 3.5 | 0.9125 | 0.85 | 0.8 | 0.752 | 0.69422 | 0.555 | 0.41429 | 0.5264 | 0.4904 | 0.4615 | 0.4338 | 0.40048 | 0.28834 | 0.21523
|  | 3.51 |  | 3.51 | 0.91275 | 0.85036 | 0.80032 | 0.75236 | 0.69467 | 0.5555 | 0.41518 | 0.52654 | 0.49061 | 0.46168 | 0.43401 | 0.40073 | 0.2886 | 0.21569
|  | 3.52 |  | 3.52 | 0.913 | 0.85072 | 0.80064 | 0.75272 | 0.69511 | 0.556 | 0.41607 | 0.52669 | 0.49081 | 0.46187 | 0.43422 | 0.40099 | 0.28885 | 0.21616
|  | 3.53 |  | 3.53 | 0.91325 | 0.85108 | 0.80096 | 0.75308 | 0.69556 | 0.5565 | 0.41696 | 0.52683 | 0.49102 | 0.46205 | 0.43442 | 0.40124 | 0.28911 | 0.21662
|  | 3.54 |  | 3.54 | 0.9135 | 0.85144 | 0.80128 | 0.75344 | 0.696 | 0.557 | 0.41786 | 0.52698 | 0.49122 | 0.46224 | 0.43463 | 0.4015 | 0.28937 | 0.21709
|  | 3.55 |  | 3.55 | 0.91375 | 0.8518 | 0.8016 | 0.7538 | 0.69644 | 0.5575 | 0.41875 | 0.52712 | 0.49143 | 0.46242 | 0.43484 | 0.40176 | 0.28963 | 0.21755
|  | 3.56 |  | 3.56 | 0.914 | 0.85216 | 0.80192 | 0.75416 | 0.69689 | 0.558 | 0.41964 | 0.52726 | 0.49164 | 0.4626 | 0.43505 | 0.40201 | 0.28989 | 0.21801
|  | 3.57 |  | 3.57 | 0.91425 | 0.85252 | 0.80224 | 0.75452 | 0.69733 | 0.5585 | 0.42054 | 0.52741 | 0.49184 | 0.46279 | 0.43526 | 0.40227 | 0.29015 | 0.21848
|  | 3.58 |  | 3.58 | 0.9145 | 0.85288 | 0.80256 | 0.75488 | 0.69778 | 0.559 | 0.42143 | 0.52755 | 0.49205 | 0.46297 | 0.43546 | 0.40252 | 0.29041 | 0.21894
|  | 3.59 |  | 3.59 | 0.91475 | 0.85324 | 0.80288 | 0.75524 | 0.69822 | 0.5595 | 0.42232 | 0.5277 | 0.49225 | 0.46316 | 0.43567 | 0.40278 | 0.29067 | 0.21941
|  | 3.6 |  | 3.6 | 0.915 | 0.8536 | 0.8032 | 0.7556 | 0.69867 | 0.56 | 0.42321 | 0.52784 | 0.49246 | 0.46334 | 0.43588 | 0.40303 | 0.29092 | 0.21987
|  | 3.61 |  | 3.61 | 0.91525 | 0.85396 | 0.80352 | 0.75596 | 0.69911 | 0.5605 | 0.42411 | 0.52798 | 0.49267 | 0.46352 | 0.43609 | 0.40329 | 0.29118 | 0.22034
|  | 3.62 |  | 3.62 | 0.9155 | 0.85432 | 0.80384 | 0.75632 | 0.69956 | 0.561 | 0.425 | 0.52813 | 0.49287 | 0.46371 | 0.4363 | 0.40354 | 0.29144 | 0.2208
|  | 3.63 |  | 3.63 | 0.91575 | 0.85468 | 0.80416 | 0.75668 | 0.7 | 0.5615 | 0.42589 | 0.52827 | 0.49308 | 0.46389 | 0.4365 | 0.4038 | 0.2917 | 0.22126
|  | 3.64 |  | 3.64 | 0.916 | 0.85504 | 0.80448 | 0.75704 | 0.7003 | 0.562 | 0.42679 | 0.52842 | 0.49328 | 0.46408 | 0.43671 | 0.40397 | 0.29196 | 0.22173
|  | 3.65 |  | 3.65 | 0.91625 | 0.8554 | 0.8048 | 0.7574 | 0.7006 | 0.5625 | 0.42768 | 0.52856 | 0.49349 | 0.46426 | 0.43692 | 0.40415 | 0.29222 | 0.22219
|  | 3.66 |  | 3.66 | 0.9165 | 0.85576 | 0.80512 | 0.75776 | 0.7009 | 0.563 | 0.42857 | 0.5287 | 0.4937 | 0.46444 | 0.43713 | 0.40432 | 0.29248 | 0.22266
|  | 3.67 |  | 3.67 | 0.91675 | 0.85612 | 0.80544 | 0.75812 | 0.70119 | 0.5635 | 0.42946 | 0.52885 | 0.4939 | 0.46463 | 0.43734 | 0.40449 | 0.29274 | 0.22312
|  | 3.68 |  | 3.68 | 0.917 | 0.85648 | 0.80576 | 0.75848 | 0.70149 | 0.564 | 0.43036 | 0.52899 | 0.49411 | 0.46481 | 0.43754 | 0.40467 | 0.29299 | 0.22359
|  | 3.69 |  | 3.69 | 0.91725 | 0.85684 | 0.80608 | 0.75884 | 0.70179 | 0.5645 | 0.43125 | 0.52914 | 0.49431 | 0.465 | 0.43775 | 0.40484 | 0.29325 | 0.22405
|  | 3.7 |  | 3.7 | 0.9175 | 0.8572 | 0.8064 | 0.7592 | 0.70209 | 0.565 | 0.43214 | 0.52928 | 0.49452 | 0.46518 | 0.43796 | 0.40501 | 0.29351 | 0.22451
|  | 3.71 |  | 3.71 | 0.91775 | 0.85756 | 0.80672 | 0.75956 | 0.70239 | 0.5655 | 0.43304 | 0.52942 | 0.49473 | 0.46536 | 0.43817 | 0.40519 | 0.29377 | 0.22498
|  | 3.72 |  | 3.72 | 0.918 | 0.85792 | 0.80704 | 0.75992 | 0.70269 | 0.566 | 0.43393 | 0.52957 | 0.49493 | 0.46555 | 0.43838 | 0.40536 | 0.29403 | 0.22544
|  | 3.73 |  | 3.73 | 0.91825 | 0.85828 | 0.80736 | 0.76028 | 0.70299 | 0.5665 | 0.43482 | 0.52971 | 0.49514 | 0.46573 | 0.43858 | 0.40553 | 0.29429 | 0.22591
|  | 3.74 |  | 3.74 | 0.9185 | 0.85864 | 0.80768 | 0.76064 | 0.70328 | 0.567 | 0.43571 | 0.52986 | 0.49534 | 0.46592 | 0.43879 | 0.4057 | 0.29455 | 0.22637
|  | 3.75 |  | 3.75 | 0.91875 | 0.859 | 0.808 | 0.761 | 0.70358 | 0.5675 | 0.43661 | 0.53 | 0.49555 | 0.4661 | 0.439 | 0.40588 | 0.29481 | 0.22684
|  | 3.76 |  | 3.76 | 0.919 | 0.85936 | 0.80832 | 0.76136 | 0.70388 | 0.568 | 0.4375 | 0.53014 | 0.49576 | 0.46628 | 0.43921 | 0.40605 | 0.29506 | 0.2273
|  | 3.77 |  | 3.77 | 0.91925 | 0.85972 | 0.80864 | 0.76172 | 0.70418 | 0.5685 | 0.43839 | 0.53029 | 0.49596 | 0.46647 | 0.43942 | 0.40622 | 0.29532 | 0.22776
|  | 3.78 |  | 3.78 | 0.9195 | 0.86008 | 0.80896 | 0.76208 | 0.70448 | 0.569 | 0.43929 | 0.53043 | 0.49617 | 0.46665 | 0.43962 | 0.4064 | 0.29558 | 0.22823
|  | 3.79 |  | 3.79 | 0.91975 | 0.86044 | 0.80928 | 0.76244 | 0.70478 | 0.5695 | 0.44018 | 0.53058 | 0.49637 | 0.46684 | 0.43983 | 0.40657 | 0.29584 | 0.22869
|  | 3.8 |  | 3.8 | 0.92 | 0.8608 | 0.8096 | 0.7628 | 0.70507 | 0.57 | 0.44107 | 0.53072 | 0.49658 | 0.46702 | 0.44004 | 0.40674 | 0.2961 | 0.22916
|  | 3.81 |  | 3.81 | 0.92025 | 0.86116 | 0.80992 | 0.76316 | 0.70537 | 0.57033 | 0.44196 | 0.53086 | 0.49679 | 0.4672 | 0.44025 | 0.40692 | 0.29627 | 0.22962
|  | 3.82 |  | 3.82 | 0.9205 | 0.86152 | 0.81024 | 0.76352 | 0.70567 | 0.57067 | 0.44286 | 0.53101 | 0.49699 | 0.46739 | 0.44046 | 0.40709 | 0.29645 | 0.23009
|  | 3.83 |  | 3.83 | 0.92075 | 0.86188 | 0.81056 | 0.76388 | 0.70597 | 0.571 | 0.44375 | 0.53115 | 0.4972 | 0.46757 | 0.44066 | 0.40726 | 0.29662 | 0.23055
|  | 3.84 |  | 3.84 | 0.921 | 0.86224 | 0.81088 | 0.76424 | 0.70627 | 0.57133 | 0.44464 | 0.5313 | 0.4974 | 0.46776 | 0.44087 | 0.40744 | 0.29679 | 0.23101
|  | 3.85 |  | 3.85 | 0.92125 | 0.8626 | 0.8112 | 0.7646 | 0.70657 | 0.57167 | 0.44554 | 0.53144 | 0.49761 | 0.46794 | 0.44108 | 0.40761 | 0.29697 | 0.23148
|  | 3.86 |  | 3.86 | 0.9215 | 0.86296 | 0.81152 | 0.76496 | 0.70687 | 0.572 | 0.44643 | 0.53158 | 0.49782 | 0.46812 | 0.44129 | 0.40778 | 0.29714 | 0.23194
|  | 3.87 |  | 3.87 | 0.92175 | 0.86332 | 0.81184 | 0.76532 | 0.70716 | 0.57233 | 0.44732 | 0.53173 | 0.49802 | 0.46831 | 0.4415 | 0.40796 | 0.29731 | 0.23241
|  | 3.88 |  | 3.88 | 0.922 | 0.86368 | 0.81216 | 0.76568 | 0.70746 | 0.57267 | 0.44821 | 0.53187 | 0.49823 | 0.46849 | 0.4417 | 0.40813 | 0.29749 | 0.23287
|  | 3.89 |  | 3.89 | 0.92225 | 0.86404 | 0.81248 | 0.76604 | 0.70776 | 0.573 | 0.44911 | 0.53202 | 0.49843 | 0.46868 | 0.44191 | 0.4083 | 0.29766 | 0.23334
|  | 3.9 |  | 3.9 | 0.9225 | 0.8644 | 0.8128 | 0.7664 | 0.70806 | 0.57333 | 0.45 | 0.53216 | 0.49864 | 0.46886 | 0.44212 | 0.40847 | 0.29783 | 0.2338
|  | 3.91 |  | 3.91 | 0.92275 | 0.86476 | 0.81312 | 0.76676 | 0.70836 | 0.57367 | 0.45067 | 0.5323 | 0.49885 | 0.46904 | 0.44233 | 0.40865 | 0.29801 | 0.23415
|  | 3.92 |  | 3.92 | 0.923 | 0.86512 | 0.81344 | 0.76712 | 0.70866 | 0.574 | 0.45133 | 0.53245 | 0.49905 | 0.46923 | 0.44254 | 0.40882 | 0.29818 | 0.23449
|  | 3.93 |  | 3.93 | 0.92325 | 0.86548 | 0.81376 | 0.76748 | 0.70896 | 0.57433 | 0.452 | 0.53259 | 0.49926 | 0.46941 | 0.44274 | 0.40899 | 0.29835 | 0.23484
|  | 3.94 |  | 3.94 | 0.9235 | 0.86584 | 0.81408 | 0.76784 | 0.70925 | 0.57467 | 0.45267 | 0.53274 | 0.49946 | 0.4696 | 0.44295 | 0.40917 | 0.29853 | 0.23519
|  | 3.95 |  | 3.95 | 0.92375 | 0.8662 | 0.8144 | 0.7682 | 0.70955 | 0.575 | 0.45333 | 0.53288 | 0.49967 | 0.46978 | 0.44316 | 0.40934 | 0.2987 | 0.23553
|  | 3.96 |  | 3.96 | 0.924 | 0.86656 | 0.81472 | 0.76856 | 0.70985 | 0.57533 | 0.454 | 0.53302 | 0.49988 | 0.46996 | 0.44337 | 0.40951 | 0.29887 | 0.23588
|  | 3.97 |  | 3.97 | 0.92425 | 0.86692 | 0.81504 | 0.76892 | 0.71015 | 0.57567 | 0.45467 | 0.53317 | 0.50008 | 0.47015 | 0.44358 | 0.40969 | 0.29905 | 0.23623
|  | 3.98 |  | 3.98 | 0.9245 | 0.86728 | 0.81536 | 0.76928 | 0.71045 | 0.576 | 0.45533 | 0.53331 | 0.50029 | 0.47033 | 0.44378 | 0.40986 | 0.29922 | 0.23657
|  | 3.99 |  | 3.99 | 0.92475 | 0.86764 | 0.81568 | 0.76964 | 0.71075 | 0.57633 | 0.456 | 0.53346 | 0.50049 | 0.47052 | 0.44399 | 0.41003 | 0.29939 | 0.23692
|  | 4 |  | 4 | 0.925 | 0.868 | 0.816 | 0.77 | 0.71104 | 0.57667 | 0.45667 | 0.5336 | 0.5007 | 0.4707 | 0.4442 | 0.41021 | 0.29957 | 0.23727
|  | 4.01 |  | 4.01 | 0.92515 | 0.86822 | 0.81624 | 0.7703 | 0.71134 | 0.577 | 0.45733 | 0.53369 | 0.50083 | 0.47084 | 0.44437 | 0.41038 | 0.29974 | 0.23761
|  | 4.02 |  | 4.02 | 0.9253 | 0.86844 | 0.81648 | 0.7706 | 0.71164 | 0.57733 | 0.458 | 0.53377 | 0.50095 | 0.47098 | 0.44455 | 0.41055 | 0.29991 | 0.23796
|  | 4.03 |  | 4.03 | 0.92545 | 0.86866 | 0.81672 | 0.7709 | 0.71194 | 0.57767 | 0.45867 | 0.53386 | 0.50108 | 0.47112 | 0.44472 | 0.41073 | 0.30009 | 0.23831
|  | 4.04 |  | 4.04 | 0.9256 | 0.86888 | 0.81696 | 0.7712 | 0.71224 | 0.578 | 0.45933 | 0.53395 | 0.50121 | 0.47126 | 0.4449 | 0.4109 | 0.30026 | 0.23865
|  | 4.05 |  | 4.05 | 0.92575 | 0.8691 | 0.8172 | 0.7715 | 0.71254 | 0.57833 | 0.46 | 0.53403 | 0.50133 | 0.47139 | 0.44507 | 0.41107 | 0.30043 | 0.239
|  | 4.06 |  | 4.06 | 0.9259 | 0.86932 | 0.81744 | 0.7718 | 0.71284 | 0.57867 | 0.46067 | 0.53412 | 0.50146 | 0.47153 | 0.44524 | 0.41124 | 0.30061 | 0.23935
|  | 4.07 |  | 4.07 | 0.92605 | 0.86954 | 0.81768 | 0.7721 | 0.71313 | 0.579 | 0.46133 | 0.53421 | 0.50159 | 0.47167 | 0.44542 | 0.41142 | 0.30078 | 0.23969
|  | 4.08 |  | 4.08 | 0.9262 | 0.86976 | 0.81792 | 0.7724 | 0.71343 | 0.57933 | 0.462 | 0.5343 | 0.50172 | 0.47181 | 0.44559 | 0.41159 | 0.30095 | 0.24004
|  | 4.09 |  | 4.09 | 0.92635 | 0.86998 | 0.81816 | 0.7727 | 0.71373 | 0.57967 | 0.46267 | 0.53438 | 0.50184 | 0.47195 | 0.44577 | 0.41176 | 0.30113 | 0.24039
|  | 4.1 |  | 4.1 | 0.9265 | 0.8702 | 0.8184 | 0.773 | 0.71403 | 0.58 | 0.46333 | 0.53447 | 0.50197 | 0.47209 | 0.44594 | 0.41194 | 0.3013 | 0.24073
|  | 4.11 |  | 4.11 | 0.92665 | 0.87042 | 0.81864 | 0.7733 | 0.71433 | 0.58033 | 0.464 | 0.53456 | 0.5021 | 0.47223 | 0.44611 | 0.41211 | 0.30147 | 0.24108
|  | 4.12 |  | 4.12 | 0.9268 | 0.87064 | 0.81888 | 0.7736 | 0.71463 | 0.58067 | 0.46467 | 0.53464 | 0.50222 | 0.47237 | 0.44629 | 0.41228 | 0.30165 | 0.24143
|  | 4.13 |  | 4.13 | 0.92695 | 0.87086 | 0.81912 | 0.7739 | 0.71493 | 0.581 | 0.46533 | 0.53473 | 0.50235 | 0.47251 | 0.44646 | 0.41246 | 0.30182 | 0.24177
|  | 4.14 |  | 4.14 | 0.9271 | 0.87108 | 0.81936 | 0.7742 | 0.71522 | 0.58133 | 0.466 | 0.53482 | 0.50248 | 0.47265 | 0.44664 | 0.41263 | 0.30199 | 0.24212
|  | 4.15 |  | 4.15 | 0.92725 | 0.8713 | 0.8196 | 0.7745 | 0.71552 | 0.58167 | 0.46667 | 0.5349 | 0.5026 | 0.47278 | 0.44681 | 0.4128 | 0.30217 | 0.24247
|  | 4.16 |  | 4.16 | 0.9274 | 0.87152 | 0.81984 | 0.7748 | 0.71582 | 0.582 | 0.46733 | 0.53499 | 0.50273 | 0.47292 | 0.44698 | 0.41298 | 0.30234 | 0.24281
|  | 4.17 |  | 4.17 | 0.92755 | 0.87174 | 0.82008 | 0.7751 | 0.71612 | 0.58233 | 0.468 | 0.53508 | 0.50286 | 0.47306 | 0.44716 | 0.41315 | 0.30251 | 0.24316
|  | 4.18 |  | 4.18 | 0.9277 | 0.87196 | 0.82032 | 0.7754 | 0.71642 | 0.58267 | 0.46867 | 0.53517 | 0.50299 | 0.4732 | 0.44733 | 0.41332 | 0.30269 | 0.24351
|  | 4.19 |  | 4.19 | 0.92785 | 0.87218 | 0.82056 | 0.7757 | 0.71672 | 0.583 | 0.46933 | 0.53525 | 0.50311 | 0.47334 | 0.44751 | 0.4135 | 0.30286 | 0.24385
|  | 4.2 |  | 4.2 | 0.928 | 0.8724 | 0.8208 | 0.776 | 0.71701 | 0.58333 | 0.47 | 0.53534 | 0.50324 | 0.47348 | 0.44768 | 0.41367 | 0.30303 | 0.2442
|  | 4.21 |  | 4.21 | 0.92815 | 0.87262 | 0.82104 | 0.7763 | 0.71731 | 0.58367 | 0.47067 | 0.53543 | 0.50337 | 0.47362 | 0.44785 | 0.41384 | 0.30321 | 0.24455
|  | 4.22 |  | 4.22 | 0.9283 | 0.87284 | 0.82128 | 0.7766 | 0.71761 | 0.584 | 0.47133 | 0.53551 | 0.50349 | 0.47376 | 0.44803 | 0.41401 | 0.30338 | 0.24489
|  | 4.23 |  | 4.23 | 0.92845 | 0.87306 | 0.82152 | 0.7769 | 0.71791 | 0.58433 | 0.472 | 0.5356 | 0.50362 | 0.4739 | 0.4482 | 0.41419 | 0.30355 | 0.24524
|  | 4.24 |  | 4.24 | 0.9286 | 0.87328 | 0.82176 | 0.7772 | 0.71821 | 0.58467 | 0.47267 | 0.53569 | 0.50375 | 0.47404 | 0.44838 | 0.41436 | 0.30373 | 0.24559
|  | 4.25 |  | 4.25 | 0.92875 | 0.8735 | 0.822 | 0.7775 | 0.71851 | 0.585 | 0.47333 | 0.53577 | 0.50387 | 0.47417 | 0.44855 | 0.41453 | 0.3039 | 0.24593
|  | 4.26 |  | 4.26 | 0.9289 | 0.87372 | 0.82224 | 0.7778 | 0.71881 | 0.58533 | 0.474 | 0.53586 | 0.504 | 0.47431 | 0.44872 | 0.41471 | 0.30407 | 0.24628
|  | 4.27 |  | 4.27 | 0.92905 | 0.87394 | 0.82248 | 0.7781 | 0.7191 | 0.58567 | 0.47467 | 0.53595 | 0.50413 | 0.47445 | 0.4489 | 0.41488 | 0.30425 | 0.24663
|  | 4.28 |  | 4.28 | 0.9292 | 0.87416 | 0.82272 | 0.7784 | 0.7194 | 0.586 | 0.47533 | 0.53604 | 0.50426 | 0.47459 | 0.44907 | 0.41505 | 0.30442 | 0.24697
|  | 4.29 |  | 4.29 | 0.92935 | 0.87438 | 0.82296 | 0.7787 | 0.7197 | 0.58633 | 0.476 | 0.53612 | 0.50438 | 0.47473 | 0.44925 | 0.41523 | 0.30459 | 0.24732
|  | 4.3 |  | 4.3 | 0.9295 | 0.8746 | 0.8232 | 0.779 | 0.72 | 0.58667 | 0.47667 | 0.53621 | 0.50451 | 0.47487 | 0.44942 | 0.4154 | 0.30477 | 0.24767
|  | 4.31 |  | 4.31 | 0.92965 | 0.87482 | 0.82344 | 0.7793 | 0.72017 | 0.587 | 0.47733 | 0.5363 | 0.50464 | 0.47501 | 0.44959 | 0.4155 | 0.30494 | 0.24801
|  | 4.32 |  | 4.32 | 0.9298 | 0.87504 | 0.82368 | 0.7796 | 0.72034 | 0.58733 | 0.478 | 0.53638 | 0.50476 | 0.47515 | 0.44977 | 0.4156 | 0.30511 | 0.24836
|  | 4.33 |  | 4.33 | 0.92995 | 0.87526 | 0.82392 | 0.7799 | 0.72051 | 0.58767 | 0.47867 | 0.53647 | 0.50489 | 0.47529 | 0.44994 | 0.4157 | 0.30529 | 0.24871
|  | 4.34 |  | 4.34 | 0.9301 | 0.87548 | 0.82416 | 0.7802 | 0.72069 | 0.588 | 0.47933 | 0.53656 | 0.50502 | 0.47543 | 0.45012 | 0.41579 | 0.30546 | 0.24905
|  | 4.35 |  | 4.35 | 0.93025 | 0.8757 | 0.8244 | 0.7805 | 0.72086 | 0.58833 | 0.48 | 0.53664 | 0.50514 | 0.47556 | 0.45029 | 0.41589 | 0.30563 | 0.2494
|  | 4.36 |  | 4.36 | 0.9304 | 0.87592 | 0.82464 | 0.7808 | 0.72103 | 0.58867 | 0.48067 | 0.53673 | 0.50527 | 0.4757 | 0.45046 | 0.41599 | 0.30581 | 0.24975
|  | 4.37 |  | 4.37 | 0.93055 | 0.87614 | 0.82488 | 0.7811 | 0.7212 | 0.589 | 0.48133 | 0.53682 | 0.5054 | 0.47584 | 0.45064 | 0.41609 | 0.30598 | 0.25009
|  | 4.38 |  | 4.38 | 0.9307 | 0.87636 | 0.82512 | 0.7814 | 0.72137 | 0.58933 | 0.482 | 0.53691 | 0.50553 | 0.47598 | 0.45081 | 0.41619 | 0.30615 | 0.25044
|  | 4.39 |  | 4.39 | 0.93085 | 0.87658 | 0.82536 | 0.7817 | 0.72154 | 0.58967 | 0.48267 | 0.53699 | 0.50565 | 0.47612 | 0.45099 | 0.41629 | 0.30633 | 0.25079
|  | 4.4 |  | 4.4 | 0.931 | 0.8768 | 0.8256 | 0.782 | 0.72171 | 0.59 | 0.48333 | 0.53708 | 0.50578 | 0.47626 | 0.45116 | 0.41639 | 0.3065 | 0.25113
|  | 4.41 |  | 4.41 | 0.93115 | 0.87702 | 0.82584 | 0.7823 | 0.72189 | 0.59033 | 0.484 | 0.53717 | 0.50591 | 0.4764 | 0.45133 | 0.41648 | 0.30667 | 0.25148
|  | 4.42 |  | 4.42 | 0.9313 | 0.87724 | 0.82608 | 0.7826 | 0.72206 | 0.59067 | 0.48467 | 0.53725 | 0.50603 | 0.47654 | 0.45151 | 0.41658 | 0.30685 | 0.25183
|  | 4.43 |  | 4.43 | 0.93145 | 0.87746 | 0.82632 | 0.7829 | 0.72223 | 0.591 | 0.48533 | 0.53734 | 0.50616 | 0.47668 | 0.45168 | 0.41668 | 0.30702 | 0.25217
|  | 4.44 |  | 4.44 | 0.9316 | 0.87768 | 0.82656 | 0.7832 | 0.7224 | 0.59133 | 0.486 | 0.53743 | 0.50629 | 0.47682 | 0.45186 | 0.41678 | 0.30719 | 0.25252
|  | 4.45 |  | 4.45 | 0.93175 | 0.8779 | 0.8268 | 0.7835 | 0.72257 | 0.59167 | 0.48667 | 0.53751 | 0.50641 | 0.47695 | 0.45203 | 0.41688 | 0.30737 | 0.25287
|  | 4.46 |  | 4.46 | 0.9319 | 0.87812 | 0.82704 | 0.7838 | 0.72274 | 0.592 | 0.48733 | 0.5376 | 0.50654 | 0.47709 | 0.4522 | 0.41698 | 0.30754 | 0.25321
|  | 4.47 |  | 4.47 | 0.93205 | 0.87834 | 0.82728 | 0.7841 | 0.72291 | 0.59233 | 0.488 | 0.53769 | 0.50667 | 0.47723 | 0.45238 | 0.41708 | 0.30771 | 0.25356
|  | 4.48 |  | 4.48 | 0.9322 | 0.87856 | 0.82752 | 0.7844 | 0.72309 | 0.59267 | 0.48867 | 0.53778 | 0.5068 | 0.47737 | 0.45255 | 0.41717 | 0.30789 | 0.25391
|  | 4.49 |  | 4.49 | 0.93235 | 0.87878 | 0.82776 | 0.7847 | 0.72326 | 0.593 | 0.48933 | 0.53786 | 0.50692 | 0.47751 | 0.45273 | 0.41727 | 0.30806 | 0.25425
|  | 4.5 |  | 4.5 | 0.9325 | 0.879 | 0.828 | 0.785 | 0.72343 | 0.59333 | 0.49 | 0.53795 | 0.50705 | 0.47765 | 0.4529 | 0.41737 | 0.30823 | 0.2546
|  | 4.51 |  | 4.51 | 0.93265 | 0.87922 | 0.82824 | 0.7852 | 0.7236 | 0.59367 | 0.4905 | 0.53804 | 0.50718 | 0.47779 | 0.45301 | 0.41747 | 0.30841 | 0.25486
|  | 4.52 |  | 4.52 | 0.9328 | 0.87944 | 0.82848 | 0.7854 | 0.72377 | 0.594 | 0.491 | 0.53812 | 0.5073 | 0.47793 | 0.45313 | 0.41757 | 0.30858 | 0.25512
|  | 4.53 |  | 4.53 | 0.93295 | 0.87966 | 0.82872 | 0.7856 | 0.72394 | 0.59433 | 0.4915 | 0.53821 | 0.50743 | 0.47807 | 0.45324 | 0.41767 | 0.30875 | 0.25538
|  | 4.54 |  | 4.54 | 0.9331 | 0.87988 | 0.82896 | 0.7858 | 0.72411 | 0.59467 | 0.492 | 0.5383 | 0.50756 | 0.47821 | 0.45336 | 0.41777 | 0.30893 | 0.25564
|  | 4.55 |  | 4.55 | 0.93325 | 0.8801 | 0.8292 | 0.786 | 0.72429 | 0.595 | 0.4925 | 0.53838 | 0.50768 | 0.47834 | 0.45347 | 0.41786 | 0.3091 | 0.2559
|  | 4.56 |  | 4.56 | 0.9334 | 0.88032 | 0.82944 | 0.7862 | 0.72446 | 0.59533 | 0.493 | 0.53847 | 0.50781 | 0.47848 | 0.45358 | 0.41796 | 0.30927 | 0.25616
|  | 4.57 |  | 4.57 | 0.93355 | 0.88054 | 0.82968 | 0.7864 | 0.72463 | 0.59567 | 0.4935 | 0.53856 | 0.50794 | 0.47862 | 0.4537 | 0.41806 | 0.30945 | 0.25642
|  | 4.58 |  | 4.58 | 0.9337 | 0.88076 | 0.82992 | 0.7866 | 0.7248 | 0.596 | 0.494 | 0.53865 | 0.50807 | 0.47876 | 0.45381 | 0.41816 | 0.30962 | 0.25668
|  | 4.59 |  | 4.59 | 0.93385 | 0.88098 | 0.83016 | 0.7868 | 0.72497 | 0.59633 | 0.4945 | 0.53873 | 0.50819 | 0.4789 | 0.45393 | 0.41826 | 0.30979 | 0.25694
|  | 4.6 |  | 4.6 | 0.934 | 0.8812 | 0.8304 | 0.787 | 0.72514 | 0.59667 | 0.495 | 0.53882 | 0.50832 | 0.47904 | 0.45404 | 0.41836 | 0.30997 | 0.2572
|  | 4.61 |  | 4.61 | 0.93415 | 0.88142 | 0.83064 | 0.7872 | 0.72531 | 0.597 | 0.4955 | 0.53891 | 0.50845 | 0.47918 | 0.45415 | 0.41846 | 0.31014 | 0.25746
|  | 4.62 |  | 4.62 | 0.9343 | 0.88164 | 0.83088 | 0.7874 | 0.72549 | 0.59733 | 0.496 | 0.53899 | 0.50857 | 0.47932 | 0.45427 | 0.41855 | 0.31031 | 0.25772
|  | 4.63 |  | 4.63 | 0.93445 | 0.88186 | 0.83112 | 0.7876 | 0.72566 | 0.59767 | 0.4965 | 0.53908 | 0.5087 | 0.47946 | 0.45438 | 0.41865 | 0.31049 | 0.25798
|  | 4.64 |  | 4.64 | 0.9346 | 0.88208 | 0.83136 | 0.7878 | 0.72583 | 0.598 | 0.497 | 0.53917 | 0.50883 | 0.4796 | 0.4545 | 0.41875 | 0.31066 | 0.25824
|  | 4.65 |  | 4.65 | 0.93475 | 0.8823 | 0.8316 | 0.788 | 0.726 | 0.59833 | 0.4975 | 0.53925 | 0.50895 | 0.47973 | 0.45461 | 0.41885 | 0.31083 | 0.2585
|  | 4.66 |  | 4.66 | 0.9349 | 0.88252 | 0.83184 | 0.7882 | 0.72617 | 0.59867 | 0.498 | 0.53934 | 0.50908 | 0.47987 | 0.45472 | 0.41895 | 0.31101 | 0.25876
|  | 4.67 |  | 4.67 | 0.93505 | 0.88274 | 0.83208 | 0.7884 | 0.72634 | 0.599 | 0.4985 | 0.53943 | 0.50921 | 0.48001 | 0.45484 | 0.41905 | 0.31118 | 0.25902
|  | 4.68 |  | 4.68 | 0.9352 | 0.88296 | 0.83232 | 0.7886 | 0.72651 | 0.59933 | 0.499 | 0.53952 | 0.50934 | 0.48015 | 0.45495 | 0.41915 | 0.31135 | 0.25928
|  | 4.69 |  | 4.69 | 0.93535 | 0.88318 | 0.83256 | 0.7888 | 0.72669 | 0.59967 | 0.4995 | 0.5396 | 0.50946 | 0.48029 | 0.45507 | 0.41924 | 0.31153 | 0.25954
|  | 4.7 |  | 4.7 | 0.9355 | 0.8834 | 0.8328 | 0.789 | 0.72686 | 0.6 | 0.5 | 0.53969 | 0.50959 | 0.48043 | 0.45518 | 0.41934 | 0.3117 | 0.2598
|  | 4.71 |  | 4.71 | 0.93565 | 0.88362 | 0.83304 | 0.7892 | 0.72703 | 0.60022 | 0.5005 | 0.53978 | 0.50972 | 0.48057 | 0.45529 | 0.41944 | 0.31182 | 0.26006
|  | 4.72 |  | 4.72 | 0.9358 | 0.88384 | 0.83328 | 0.7894 | 0.7272 | 0.60044 | 0.501 | 0.53986 | 0.50984 | 0.48071 | 0.45541 | 0.41954 | 0.31193 | 0.26032
|  | 4.73 |  | 4.73 | 0.93595 | 0.88406 | 0.83352 | 0.7896 | 0.72737 | 0.60067 | 0.5015 | 0.53995 | 0.50997 | 0.48085 | 0.45552 | 0.41964 | 0.31205 | 0.26058
|  | 4.74 |  | 4.74 | 0.9361 | 0.88428 | 0.83376 | 0.7898 | 0.72754 | 0.60089 | 0.502 | 0.54004 | 0.5101 | 0.48099 | 0.45564 | 0.41974 | 0.31216 | 0.26084
|  | 4.75 |  | 4.75 | 0.93625 | 0.8845 | 0.834 | 0.79 | 0.72771 | 0.60111 | 0.5025 | 0.54012 | 0.51022 | 0.48112 | 0.45575 | 0.41984 | 0.31228 | 0.2611
|  | 4.76 |  | 4.76 | 0.9364 | 0.88472 | 0.83424 | 0.7902 | 0.72789 | 0.60133 | 0.503 | 0.54021 | 0.51035 | 0.48126 | 0.45586 | 0.41993 | 0.31239 | 0.26136
|  | 4.77 |  | 4.77 | 0.93655 | 0.88494 | 0.83448 | 0.7904 | 0.72806 | 0.60156 | 0.5035 | 0.5403 | 0.51048 | 0.4814 | 0.45598 | 0.42003 | 0.31251 | 0.26162
|  | 4.78 |  | 4.78 | 0.9367 | 0.88516 | 0.83472 | 0.7906 | 0.72823 | 0.60178 | 0.504 | 0.54039 | 0.51061 | 0.48154 | 0.45609 | 0.42013 | 0.31262 | 0.26188
|  | 4.79 |  | 4.79 | 0.93685 | 0.88538 | 0.83496 | 0.7908 | 0.7284 | 0.602 | 0.5045 | 0.54047 | 0.51073 | 0.48168 | 0.45621 | 0.42023 | 0.31274 | 0.26214
|  | 4.8 |  | 4.8 | 0.937 | 0.8856 | 0.8352 | 0.791 | 0.72857 | 0.60222 | 0.505 | 0.54056 | 0.51086 | 0.48182 | 0.45632 | 0.42033 | 0.31286 | 0.2624
|  | 4.81 |  | 4.81 | 0.93715 | 0.88582 | 0.83544 | 0.7912 | 0.72874 | 0.60244 | 0.5055 | 0.54065 | 0.51099 | 0.48196 | 0.45643 | 0.42043 | 0.31297 | 0.26266
|  | 4.82 |  | 4.82 | 0.9373 | 0.88604 | 0.83568 | 0.7914 | 0.72891 | 0.60267 | 0.506 | 0.54073 | 0.51111 | 0.4821 | 0.45655 | 0.42053 | 0.31309 | 0.26292
|  | 4.83 |  | 4.83 | 0.93745 | 0.88626 | 0.83592 | 0.7916 | 0.72909 | 0.60289 | 0.5065 | 0.54082 | 0.51124 | 0.48224 | 0.45666 | 0.42062 | 0.3132 | 0.26318
|  | 4.84 |  | 4.84 | 0.9376 | 0.88648 | 0.83616 | 0.7918 | 0.72926 | 0.60311 | 0.507 | 0.54091 | 0.51137 | 0.48238 | 0.45678 | 0.42072 | 0.31332 | 0.26344
|  | 4.85 |  | 4.85 | 0.93775 | 0.8867 | 0.8364 | 0.792 | 0.72943 | 0.60333 | 0.5075 | 0.54099 | 0.51149 | 0.48251 | 0.45689 | 0.42082 | 0.31343 | 0.2637
|  | 4.86 |  | 4.86 | 0.9379 | 0.88692 | 0.83664 | 0.7922 | 0.7296 | 0.60356 | 0.508 | 0.54108 | 0.51162 | 0.48265 | 0.457 | 0.42092 | 0.31355 | 0.26396
|  | 4.87 |  | 4.87 | 0.93805 | 0.88714 | 0.83688 | 0.7924 | 0.72977 | 0.60378 | 0.5085 | 0.54117 | 0.51175 | 0.48279 | 0.45712 | 0.42102 | 0.31366 | 0.26422
|  | 4.88 |  | 4.88 | 0.9382 | 0.88736 | 0.83712 | 0.7926 | 0.72994 | 0.604 | 0.509 | 0.54126 | 0.51188 | 0.48293 | 0.45723 | 0.42112 | 0.31378 | 0.26448
|  | 4.89 |  | 4.89 | 0.93835 | 0.88758 | 0.83736 | 0.7928 | 0.73011 | 0.60422 | 0.5095 | 0.54134 | 0.512 | 0.48307 | 0.45735 | 0.42122 | 0.3139 | 0.26474
|  | 4.9 |  | 4.9 | 0.9385 | 0.8878 | 0.8376 | 0.793 | 0.73029 | 0.60444 | 0.51 | 0.54143 | 0.51213 | 0.48321 | 0.45746 | 0.42131 | 0.31401 | 0.265
|  | 4.91 |  | 4.91 | 0.93865 | 0.88802 | 0.83784 | 0.7932 | 0.73046 | 0.60467 | 0.5105 | 0.54152 | 0.51226 | 0.48335 | 0.45757 | 0.42141 | 0.31413 | 0.26526
|  | 4.92 |  | 4.92 | 0.9388 | 0.88824 | 0.83808 | 0.7934 | 0.73063 | 0.60489 | 0.511 | 0.5416 | 0.51238 | 0.48349 | 0.45769 | 0.42151 | 0.31424 | 0.26552
|  | 4.93 |  | 4.93 | 0.93895 | 0.88846 | 0.83832 | 0.7936 | 0.7308 | 0.60511 | 0.5115 | 0.54169 | 0.51251 | 0.48363 | 0.4578 | 0.42161 | 0.31436 | 0.26578
|  | 4.94 |  | 4.94 | 0.9391 | 0.88868 | 0.83856 | 0.7938 | 0.73097 | 0.60533 | 0.512 | 0.54178 | 0.51264 | 0.48377 | 0.45792 | 0.42171 | 0.31447 | 0.26604
|  | 4.95 |  | 4.95 | 0.93925 | 0.8889 | 0.8388 | 0.794 | 0.73114 | 0.60556 | 0.5125 | 0.54186 | 0.51276 | 0.4839 | 0.45803 | 0.42181 | 0.31459 | 0.2663
|  | 4.96 |  | 4.96 | 0.9394 | 0.88912 | 0.83904 | 0.7942 | 0.73131 | 0.60578 | 0.513 | 0.54195 | 0.51289 | 0.48404 | 0.45814 | 0.42191 | 0.3147 | 0.26656
|  | 4.97 |  | 4.97 | 0.93955 | 0.88934 | 0.83928 | 0.7944 | 0.73149 | 0.606 | 0.5135 | 0.54204 | 0.51302 | 0.48418 | 0.45826 | 0.422 | 0.31482 | 0.26682
|  | 4.98 |  | 4.98 | 0.9397 | 0.88956 | 0.83952 | 0.7946 | 0.73166 | 0.60622 | 0.514 | 0.54213 | 0.51315 | 0.48432 | 0.45837 | 0.4221 | 0.31494 | 0.26708
|  | 4.99 |  | 4.99 | 0.93985 | 0.88978 | 0.83976 | 0.7948 | 0.73183 | 0.60644 | 0.5145 | 0.54221 | 0.51327 | 0.48446 | 0.45849 | 0.4222 | 0.31505 | 0.26734
|  | 5 |  | 5 | 0.94 | 0.89 | 0.84 | 0.795 | 0.732 | 0.60667 | 0.515 | 0.5423 | 0.5134 | 0.4846 | 0.4586 | 0.4223 | 0.31517 | 0.2676
|  | 5.01 |  | 5.01 | 0.9401 | 0.89013 | 0.84008 | 0.79514 | 0.73212 | 0.60689 | 0.51542 | 0.54234 | 0.51347 | 0.48465 | 0.45868 | 0.42237 | 0.31528 | 0.26782
|  | 5.02 |  | 5.02 | 0.9402 | 0.89026 | 0.84016 | 0.79528 | 0.73224 | 0.60711 | 0.51583 | 0.54238 | 0.51355 | 0.48469 | 0.45876 | 0.42244 | 0.3154 | 0.26803
|  | 5.03 |  | 5.03 | 0.9403 | 0.89039 | 0.84024 | 0.79542 | 0.73236 | 0.60733 | 0.51625 | 0.54242 | 0.51362 | 0.48474 | 0.45885 | 0.42251 | 0.31551 | 0.26825
|  | 5.04 |  | 5.04 | 0.9404 | 0.89052 | 0.84032 | 0.79556 | 0.73248 | 0.60756 | 0.51667 | 0.54245 | 0.5137 | 0.48478 | 0.45893 | 0.42258 | 0.31563 | 0.26847
|  | 5.05 |  | 5.05 | 0.9405 | 0.89065 | 0.8404 | 0.7957 | 0.7326 | 0.60778 | 0.51708 | 0.54249 | 0.51377 | 0.48483 | 0.45901 | 0.42264 | 0.31574 | 0.26868
|  | 5.06 |  | 5.06 | 0.9406 | 0.89078 | 0.84048 | 0.79584 | 0.73272 | 0.608 | 0.5175 | 0.54253 | 0.51385 | 0.48488 | 0.45909 | 0.42271 | 0.31586 | 0.2689
|  | 5.07 |  | 5.07 | 0.9407 | 0.89091 | 0.84056 | 0.79598 | 0.73284 | 0.60822 | 0.51792 | 0.54257 | 0.51392 | 0.48492 | 0.45917 | 0.42278 | 0.31598 | 0.26912
|  | 5.08 |  | 5.08 | 0.9408 | 0.89104 | 0.84064 | 0.79612 | 0.73296 | 0.60844 | 0.51833 | 0.54261 | 0.514 | 0.48497 | 0.45926 | 0.42285 | 0.31609 | 0.26933
|  | 5.09 |  | 5.09 | 0.9409 | 0.89117 | 0.84072 | 0.79626 | 0.73308 | 0.60867 | 0.51875 | 0.54265 | 0.51407 | 0.48501 | 0.45934 | 0.42292 | 0.31621 | 0.26955
|  | 5.1 |  | 5.1 | 0.941 | 0.8913 | 0.8408 | 0.7964 | 0.7332 | 0.60889 | 0.51917 | 0.54268 | 0.51415 | 0.48506 | 0.45942 | 0.42299 | 0.31632 | 0.26977
|  | 5.11 |  | 5.11 | 0.9411 | 0.89143 | 0.84088 | 0.79654 | 0.73332 | 0.60911 | 0.51958 | 0.54272 | 0.51422 | 0.48511 | 0.4595 | 0.42306 | 0.31644 | 0.26998
|  | 5.12 |  | 5.12 | 0.9412 | 0.89156 | 0.84096 | 0.79668 | 0.73344 | 0.60933 | 0.52 | 0.54276 | 0.5143 | 0.48515 | 0.45958 | 0.42313 | 0.31655 | 0.2702
|  | 5.13 |  | 5.13 | 0.9413 | 0.89169 | 0.84104 | 0.79682 | 0.73356 | 0.60956 | 0.52042 | 0.5428 | 0.51437 | 0.4852 | 0.45967 | 0.4232 | 0.31667 | 0.27042
|  | 5.14 |  | 5.14 | 0.9414 | 0.89182 | 0.84112 | 0.79696 | 0.73368 | 0.60978 | 0.52083 | 0.54284 | 0.51445 | 0.48524 | 0.45975 | 0.42327 | 0.31678 | 0.27063
|  | 5.15 |  | 5.15 | 0.9415 | 0.89195 | 0.8412 | 0.7971 | 0.7338 | 0.61 | 0.52125 | 0.54288 | 0.51452 | 0.48529 | 0.45983 | 0.42333 | 0.3169 | 0.27085
|  | 5.16 |  | 5.16 | 0.9416 | 0.89208 | 0.84128 | 0.79724 | 0.73392 | 0.61022 | 0.52167 | 0.54292 | 0.5146 | 0.48534 | 0.45991 | 0.4234 | 0.31702 | 0.27107
|  | 5.17 |  | 5.17 | 0.9417 | 0.89221 | 0.84136 | 0.79738 | 0.73404 | 0.61044 | 0.52208 | 0.54295 | 0.51467 | 0.48538 | 0.45999 | 0.42347 | 0.31713 | 0.27128
|  | 5.18 |  | 5.18 | 0.9418 | 0.89234 | 0.84144 | 0.79752 | 0.73416 | 0.61067 | 0.5225 | 0.54299 | 0.51475 | 0.48543 | 0.46008 | 0.42354 | 0.31725 | 0.2715
|  | 5.19 |  | 5.19 | 0.9419 | 0.89247 | 0.84152 | 0.79766 | 0.73428 | 0.61089 | 0.52292 | 0.54303 | 0.51482 | 0.48547 | 0.46016 | 0.42361 | 0.31736 | 0.27172
|  | 5.2 |  | 5.2 | 0.942 | 0.8926 | 0.8416 | 0.7978 | 0.7344 | 0.61111 | 0.52333 | 0.54307 | 0.5149 | 0.48552 | 0.46024 | 0.42368 | 0.31748 | 0.27193
|  | 5.21 |  | 5.21 | 0.9421 | 0.89273 | 0.84168 | 0.79794 | 0.73452 | 0.61133 | 0.52375 | 0.54311 | 0.51497 | 0.48557 | 0.46032 | 0.42375 | 0.31759 | 0.27215
|  | 5.22 |  | 5.22 | 0.9422 | 0.89286 | 0.84176 | 0.79808 | 0.73464 | 0.61156 | 0.52417 | 0.54315 | 0.51505 | 0.48561 | 0.4604 | 0.42382 | 0.31771 | 0.27237
|  | 5.23 |  | 5.23 | 0.9423 | 0.89299 | 0.84184 | 0.79822 | 0.73476 | 0.61178 | 0.52458 | 0.54319 | 0.51512 | 0.48566 | 0.46049 | 0.42389 | 0.31782 | 0.27258
|  | 5.24 |  | 5.24 | 0.9424 | 0.89312 | 0.84192 | 0.79836 | 0.73488 | 0.612 | 0.525 | 0.54322 | 0.5152 | 0.4857 | 0.46057 | 0.42396 | 0.31794 | 0.2728
|  | 5.25 |  | 5.25 | 0.9425 | 0.89325 | 0.842 | 0.7985 | 0.735 | 0.61222 | 0.52542 | 0.54326 | 0.51527 | 0.48575 | 0.46065 | 0.42402 | 0.31806 | 0.27302
|  | 5.26 |  | 5.26 | 0.9426 | 0.89338 | 0.84208 | 0.79864 | 0.73512 | 0.61244 | 0.52583 | 0.5433 | 0.51535 | 0.4858 | 0.46073 | 0.42409 | 0.31817 | 0.27323
|  | 5.27 |  | 5.27 | 0.9427 | 0.89351 | 0.84216 | 0.79878 | 0.73524 | 0.61267 | 0.52625 | 0.54334 | 0.51542 | 0.48584 | 0.46081 | 0.42416 | 0.31829 | 0.27345
|  | 5.28 |  | 5.28 | 0.9428 | 0.89364 | 0.84224 | 0.79892 | 0.73536 | 0.61289 | 0.52667 | 0.54338 | 0.5155 | 0.48589 | 0.4609 | 0.42423 | 0.3184 | 0.27367
|  | 5.29 |  | 5.29 | 0.9429 | 0.89377 | 0.84232 | 0.79906 | 0.73548 | 0.61311 | 0.52708 | 0.54342 | 0.51557 | 0.48593 | 0.46098 | 0.4243 | 0.31852 | 0.27388
|  | 5.3 |  | 5.3 | 0.943 | 0.8939 | 0.8424 | 0.7992 | 0.7356 | 0.61333 | 0.5275 | 0.54345 | 0.51565 | 0.48598 | 0.46106 | 0.42437 | 0.31863 | 0.2741
|  | 5.31 |  | 5.31 | 0.9431 | 0.89403 | 0.84248 | 0.79934 | 0.73572 | 0.61356 | 0.52792 | 0.54349 | 0.51572 | 0.48603 | 0.46114 | 0.42444 | 0.31875 | 0.27432
|  | 5.32 |  | 5.32 | 0.9432 | 0.89416 | 0.84256 | 0.79948 | 0.73584 | 0.61378 | 0.52833 | 0.54353 | 0.5158 | 0.48607 | 0.46122 | 0.42451 | 0.31886 | 0.27453
|  | 5.33 |  | 5.33 | 0.9433 | 0.89429 | 0.84264 | 0.79962 | 0.73596 | 0.614 | 0.52875 | 0.54357 | 0.51587 | 0.48612 | 0.46131 | 0.42458 | 0.31898 | 0.27475
|  | 5.34 |  | 5.34 | 0.9434 | 0.89442 | 0.84272 | 0.79976 | 0.73608 | 0.61422 | 0.52917 | 0.54361 | 0.51595 | 0.48616 | 0.46139 | 0.42465 | 0.3191 | 0.27497
|  | 5.35 |  | 5.35 | 0.9435 | 0.89455 | 0.8428 | 0.7999 | 0.7362 | 0.61444 | 0.52958 | 0.54365 | 0.51602 | 0.48621 | 0.46147 | 0.42471 | 0.31921 | 0.27518
|  | 5.36 |  | 5.36 | 0.9436 | 0.89468 | 0.84288 | 0.80004 | 0.73632 | 0.61467 | 0.53 | 0.54369 | 0.5161 | 0.48626 | 0.46155 | 0.42478 | 0.31933 | 0.2754
|  | 5.37 |  | 5.37 | 0.9437 | 0.89481 | 0.84296 | 0.80018 | 0.73644 | 0.61489 | 0.53042 | 0.54372 | 0.51617 | 0.4863 | 0.46163 | 0.42485 | 0.31944 | 0.27562
|  | 5.38 |  | 5.38 | 0.9438 | 0.89494 | 0.84304 | 0.80032 | 0.73656 | 0.61511 | 0.53083 | 0.54376 | 0.51625 | 0.48635 | 0.46172 | 0.42492 | 0.31956 | 0.27583
|  | 5.39 |  | 5.39 | 0.9439 | 0.89507 | 0.84312 | 0.80046 | 0.73668 | 0.61533 | 0.53125 | 0.5438 | 0.51632 | 0.48639 | 0.4618 | 0.42499 | 0.31967 | 0.27605
|  | 5.4 |  | 5.4 | 0.944 | 0.8952 | 0.8432 | 0.8006 | 0.7368 | 0.61556 | 0.53167 | 0.54384 | 0.5164 | 0.48644 | 0.46188 | 0.42506 | 0.31979 | 0.27627
|  | 5.41 |  | 5.41 | 0.9441 | 0.89533 | 0.84328 | 0.80074 | 0.73692 | 0.61578 | 0.53208 | 0.54388 | 0.51647 | 0.48649 | 0.46196 | 0.42513 | 0.3199 | 0.27648
|  | 5.42 |  | 5.42 | 0.9442 | 0.89546 | 0.84336 | 0.80088 | 0.73704 | 0.616 | 0.5325 | 0.54392 | 0.51655 | 0.48653 | 0.46204 | 0.4252 | 0.32002 | 0.2767
|  | 5.43 |  | 5.43 | 0.9443 | 0.89559 | 0.84344 | 0.80102 | 0.73716 | 0.61622 | 0.53292 | 0.54396 | 0.51662 | 0.48658 | 0.46213 | 0.42527 | 0.32014 | 0.27692
|  | 5.44 |  | 5.44 | 0.9444 | 0.89572 | 0.84352 | 0.80116 | 0.73728 | 0.61644 | 0.53333 | 0.54399 | 0.5167 | 0.48662 | 0.46221 | 0.42534 | 0.32025 | 0.27713
|  | 5.45 |  | 5.45 | 0.9445 | 0.89585 | 0.8436 | 0.8013 | 0.7374 | 0.61667 | 0.53375 | 0.54403 | 0.51677 | 0.48667 | 0.46229 | 0.4254 | 0.32037 | 0.27735
|  | 5.46 |  | 5.46 | 0.9446 | 0.89598 | 0.84368 | 0.80144 | 0.73752 | 0.61689 | 0.53417 | 0.54407 | 0.51685 | 0.48672 | 0.46237 | 0.42547 | 0.32048 | 0.27757
|  | 5.47 |  | 5.47 | 0.9447 | 0.89611 | 0.84376 | 0.80158 | 0.73764 | 0.61711 | 0.53458 | 0.54411 | 0.51692 | 0.48676 | 0.46245 | 0.42554 | 0.3206 | 0.27778
|  | 5.48 |  | 5.48 | 0.9448 | 0.89624 | 0.84384 | 0.80172 | 0.73776 | 0.61733 | 0.535 | 0.54415 | 0.517 | 0.48681 | 0.46254 | 0.42561 | 0.32071 | 0.278
|  | 5.49 |  | 5.49 | 0.9449 | 0.89637 | 0.84392 | 0.80186 | 0.73788 | 0.61756 | 0.53542 | 0.54419 | 0.51707 | 0.48685 | 0.46262 | 0.42568 | 0.32083 | 0.27822
|  | 5.5 |  | 5.5 | 0.945 | 0.8965 | 0.844 | 0.802 | 0.738 | 0.61778 | 0.53583 | 0.54422 | 0.51715 | 0.4869 | 0.4627 | 0.42575 | 0.32094 | 0.27843
|  | 5.51 |  | 5.51 | 0.9451 | 0.89663 | 0.84408 | 0.80205 | 0.73812 | 0.618 | 0.53625 | 0.54426 | 0.51722 | 0.48695 | 0.46273 | 0.42582 | 0.32106 | 0.27865
|  | 5.52 |  | 5.52 | 0.9452 | 0.89676 | 0.84416 | 0.80209 | 0.73824 | 0.61822 | 0.53667 | 0.5443 | 0.5173 | 0.48699 | 0.46275 | 0.42589 | 0.32118 | 0.27887
|  | 5.53 |  | 5.53 | 0.9453 | 0.89689 | 0.84424 | 0.80214 | 0.73836 | 0.61844 | 0.53708 | 0.54434 | 0.51737 | 0.48704 | 0.46278 | 0.42596 | 0.32129 | 0.27908
|  | 5.54 |  | 5.54 | 0.9454 | 0.89702 | 0.84432 | 0.80219 | 0.73848 | 0.61867 | 0.5375 | 0.54438 | 0.51745 | 0.48708 | 0.46281 | 0.42603 | 0.32141 | 0.2793
|  | 5.55 |  | 5.55 | 0.9455 | 0.89715 | 0.8444 | 0.80224 | 0.7386 | 0.61889 | 0.53792 | 0.54442 | 0.51752 | 0.48713 | 0.46284 | 0.42609 | 0.32152 | 0.27952
|  | 5.56 |  | 5.56 | 0.9456 | 0.89728 | 0.84448 | 0.80228 | 0.73872 | 0.61911 | 0.53833 | 0.54446 | 0.5176 | 0.48718 | 0.46286 | 0.42616 | 0.32164 | 0.27973
|  | 5.57 |  | 5.57 | 0.9457 | 0.89741 | 0.84456 | 0.80233 | 0.73884 | 0.61933 | 0.53875 | 0.54449 | 0.51767 | 0.48722 | 0.46289 | 0.42623 | 0.32175 | 0.27995
|  | 5.58 |  | 5.58 | 0.9458 | 0.89754 | 0.84464 | 0.80238 | 0.73896 | 0.61956 | 0.53917 | 0.54453 | 0.51775 | 0.48727 | 0.46292 | 0.4263 | 0.32187 | 0.28017
|  | 5.59 |  | 5.59 | 0.9459 | 0.89767 | 0.84472 | 0.80243 | 0.73908 | 0.61978 | 0.53958 | 0.54457 | 0.51782 | 0.48731 | 0.46295 | 0.42637 | 0.32198 | 0.28038
|  | 5.6 |  | 5.6 | 0.946 | 0.8978 | 0.8448 | 0.80247 | 0.7392 | 0.62 | 0.54 | 0.54461 | 0.5179 | 0.48736 | 0.46297 | 0.42644 | 0.3221 | 0.2806
|  | 5.61 |  | 5.61 | 0.9461 | 0.89793 | 0.84488 | 0.80252 | 0.73932 | 0.62016 | 0.5405 | 0.54465 | 0.51797 | 0.48741 | 0.463 | 0.42651 | 0.32219 | 0.28086
|  | 5.62 |  | 5.62 | 0.9462 | 0.89806 | 0.84496 | 0.80257 | 0.73944 | 0.62033 | 0.541 | 0.54469 | 0.51805 | 0.48745 | 0.46303 | 0.42658 | 0.32227 | 0.28111
|  | 5.63 |  | 5.63 | 0.9463 | 0.89819 | 0.84504 | 0.80262 | 0.73956 | 0.62049 | 0.5415 | 0.54473 | 0.51812 | 0.4875 | 0.46306 | 0.42665 | 0.32236 | 0.28137
|  | 5.64 |  | 5.64 | 0.9464 | 0.89832 | 0.84512 | 0.80266 | 0.73968 | 0.62066 | 0.542 | 0.54476 | 0.5182 | 0.48754 | 0.46308 | 0.42672 | 0.32244 | 0.28163
|  | 5.65 |  | 5.65 | 0.9465 | 0.89845 | 0.8452 | 0.80271 | 0.7398 | 0.62082 | 0.5425 | 0.5448 | 0.51827 | 0.48759 | 0.46311 | 0.42678 | 0.32253 | 0.28189
|  | 5.66 |  | 5.66 | 0.9466 | 0.89858 | 0.84528 | 0.80276 | 0.73992 | 0.62099 | 0.543 | 0.54484 | 0.51835 | 0.48764 | 0.46314 | 0.42685 | 0.32261 | 0.28214
|  | 5.67 |  | 5.67 | 0.9467 | 0.89871 | 0.84536 | 0.8028 | 0.74004 | 0.62115 | 0.5435 | 0.54488 | 0.51842 | 0.48768 | 0.46316 | 0.42692 | 0.3227 | 0.2824
|  | 5.68 |  | 5.68 | 0.9468 | 0.89884 | 0.84544 | 0.80285 | 0.74016 | 0.62131 | 0.544 | 0.54492 | 0.5185 | 0.48773 | 0.46319 | 0.42699 | 0.32279 | 0.28266
|  | 5.69 |  | 5.69 | 0.9469 | 0.89897 | 0.84552 | 0.8029 | 0.74028 | 0.62148 | 0.5445 | 0.54496 | 0.51857 | 0.48777 | 0.46322 | 0.42706 | 0.32287 | 0.28292
|  | 5.7 |  | 5.7 | 0.947 | 0.8991 | 0.8456 | 0.80295 | 0.7404 | 0.62164 | 0.545 | 0.54499 | 0.51865 | 0.48782 | 0.46325 | 0.42713 | 0.32296 | 0.28317
|  | 5.71 |  | 5.71 | 0.9471 | 0.89923 | 0.84568 | 0.80299 | 0.74052 | 0.62181 | 0.5455 | 0.54503 | 0.51872 | 0.48787 | 0.46327 | 0.4272 | 0.32304 | 0.28343
|  | 5.72 |  | 5.72 | 0.9472 | 0.89936 | 0.84576 | 0.80304 | 0.74064 | 0.62197 | 0.546 | 0.54507 | 0.5188 | 0.48791 | 0.4633 | 0.42727 | 0.32313 | 0.28369
|  | 5.73 |  | 5.73 | 0.9473 | 0.89949 | 0.84584 | 0.80309 | 0.74076 | 0.62214 | 0.5465 | 0.54511 | 0.51887 | 0.48796 | 0.46333 | 0.42734 | 0.32321 | 0.28395
|  | 5.74 |  | 5.74 | 0.9474 | 0.89962 | 0.84592 | 0.80314 | 0.74088 | 0.6223 | 0.547 | 0.54515 | 0.51895 | 0.488 | 0.46336 | 0.42741 | 0.3233 | 0.2842
|  | 5.75 |  | 5.75 | 0.9475 | 0.89975 | 0.846 | 0.80318 | 0.741 | 0.62246 | 0.5475 | 0.54519 | 0.51902 | 0.48805 | 0.46338 | 0.42747 | 0.32339 | 0.28446
|  | 5.76 |  | 5.76 | 0.9476 | 0.89988 | 0.84608 | 0.80323 | 0.74112 | 0.62263 | 0.548 | 0.54523 | 0.5191 | 0.4881 | 0.46341 | 0.42754 | 0.32347 | 0.28472
|  | 5.77 |  | 5.77 | 0.9477 | 0.90001 | 0.84616 | 0.80328 | 0.74124 | 0.62279 | 0.5485 | 0.54526 | 0.51917 | 0.48814 | 0.46344 | 0.42761 | 0.32356 | 0.28498
|  | 5.78 |  | 5.78 | 0.9478 | 0.90014 | 0.84624 | 0.80333 | 0.74136 | 0.62296 | 0.549 | 0.5453 | 0.51925 | 0.48819 | 0.46347 | 0.42768 | 0.32364 | 0.28523
|  | 5.79 |  | 5.79 | 0.9479 | 0.90027 | 0.84632 | 0.80337 | 0.74148 | 0.62312 | 0.5495 | 0.54534 | 0.51932 | 0.48823 | 0.46349 | 0.42775 | 0.32373 | 0.28549
|  | 5.8 |  | 5.8 | 0.948 | 0.9004 | 0.8464 | 0.80342 | 0.7416 | 0.62329 | 0.55 | 0.54538 | 0.5194 | 0.48828 | 0.46352 | 0.42782 | 0.32381 | 0.28575
|  | 5.81 |  | 5.81 | 0.9481 | 0.90053 | 0.84648 | 0.80347 | 0.74172 | 0.62345 | 0.5505 | 0.54542 | 0.51947 | 0.48833 | 0.46355 | 0.42789 | 0.3239 | 0.28601
|  | 5.82 |  | 5.82 | 0.9482 | 0.90066 | 0.84656 | 0.80351 | 0.74184 | 0.62361 | 0.551 | 0.54546 | 0.51955 | 0.48837 | 0.46357 | 0.42796 | 0.32399 | 0.28626
|  | 5.83 |  | 5.83 | 0.9483 | 0.90079 | 0.84664 | 0.80356 | 0.74196 | 0.62378 | 0.5515 | 0.5455 | 0.51962 | 0.48842 | 0.4636 | 0.42803 | 0.32407 | 0.28652
|  | 5.84 |  | 5.84 | 0.9484 | 0.90092 | 0.84672 | 0.80361 | 0.74208 | 0.62394 | 0.552 | 0.54553 | 0.5197 | 0.48846 | 0.46363 | 0.4281 | 0.32416 | 0.28678
|  | 5.85 |  | 5.85 | 0.9485 | 0.90105 | 0.8468 | 0.80366 | 0.7422 | 0.62411 | 0.5525 | 0.54557 | 0.51977 | 0.48851 | 0.46366 | 0.42816 | 0.32424 | 0.28704
|  | 5.86 |  | 5.86 | 0.9486 | 0.90118 | 0.84688 | 0.8037 | 0.74232 | 0.62427 | 0.553 | 0.54561 | 0.51985 | 0.48856 | 0.46368 | 0.42823 | 0.32433 | 0.28729
|  | 5.87 |  | 5.87 | 0.9487 | 0.90131 | 0.84696 | 0.80375 | 0.74244 | 0.62444 | 0.5535 | 0.54565 | 0.51992 | 0.4886 | 0.46371 | 0.4283 | 0.32441 | 0.28755
|  | 5.88 |  | 5.88 | 0.9488 | 0.90144 | 0.84704 | 0.8038 | 0.74256 | 0.6246 | 0.554 | 0.54569 | 0.52 | 0.48865 | 0.46374 | 0.42837 | 0.3245 | 0.28781
|  | 5.89 |  | 5.89 | 0.9489 | 0.90157 | 0.84712 | 0.80385 | 0.74268 | 0.62476 | 0.5545 | 0.54573 | 0.52007 | 0.48869 | 0.46377 | 0.42844 | 0.32459 | 0.28807
|  | 5.9 |  | 5.9 | 0.949 | 0.9017 | 0.8472 | 0.80389 | 0.7428 | 0.62493 | 0.555 | 0.54576 | 0.52015 | 0.48874 | 0.46379 | 0.42851 | 0.32467 | 0.28832
|  | 5.91 |  | 5.91 | 0.9491 | 0.90183 | 0.84728 | 0.80394 | 0.74292 | 0.62509 | 0.5555 | 0.5458 | 0.52022 | 0.48879 | 0.46382 | 0.42858 | 0.32476 | 0.28858
|  | 5.92 |  | 5.92 | 0.9492 | 0.90196 | 0.84736 | 0.80399 | 0.74304 | 0.62526 | 0.556 | 0.54584 | 0.5203 | 0.48883 | 0.46385 | 0.42865 | 0.32484 | 0.28884
|  | 5.93 |  | 5.93 | 0.9493 | 0.90209 | 0.84744 | 0.80404 | 0.74316 | 0.62542 | 0.5565 | 0.54588 | 0.52037 | 0.48888 | 0.46388 | 0.42872 | 0.32493 | 0.2891
|  | 5.94 |  | 5.94 | 0.9494 | 0.90222 | 0.84752 | 0.80408 | 0.74328 | 0.62559 | 0.557 | 0.54592 | 0.52045 | 0.48892 | 0.4639 | 0.42879 | 0.32501 | 0.28935
|  | 5.95 |  | 5.95 | 0.9495 | 0.90235 | 0.8476 | 0.80413 | 0.7434 | 0.62575 | 0.5575 | 0.54596 | 0.52052 | 0.48897 | 0.46393 | 0.42885 | 0.3251 | 0.28961
|  | 5.96 |  | 5.96 | 0.9496 | 0.90248 | 0.84768 | 0.80418 | 0.74352 | 0.62591 | 0.558 | 0.546 | 0.5206 | 0.48902 | 0.46396 | 0.42892 | 0.32519 | 0.28987
|  | 5.97 |  | 5.97 | 0.9497 | 0.90261 | 0.84776 | 0.80422 | 0.74364 | 0.62608 | 0.5585 | 0.54603 | 0.52067 | 0.48906 | 0.46398 | 0.42899 | 0.32527 | 0.29013
|  | 5.98 |  | 5.98 | 0.9498 | 0.90274 | 0.84784 | 0.80427 | 0.74376 | 0.62624 | 0.559 | 0.54607 | 0.52075 | 0.48911 | 0.46401 | 0.42906 | 0.32536 | 0.29038
|  | 5.99 |  | 5.99 | 0.9499 | 0.90287 | 0.84792 | 0.80432 | 0.74388 | 0.62641 | 0.5595 | 0.54611 | 0.52082 | 0.48915 | 0.46404 | 0.42913 | 0.32544 | 0.29064
|  | 6 |  | 6 | 0.95 | 0.903 | 0.848 | 0.80437 | 0.744 | 0.62657 | 0.56 | 0.54615 | 0.5209 | 0.4892 | 0.46407 | 0.4292 | 0.32553 | 0.2909
|  | 6.01 |  | 6.01 | 0.95 | 0.90307 | 0.84808 | 0.80441 | 0.74406 | 0.62674 | 0.56033 | 0.54619 | 0.52094 | 0.48925 | 0.46409 | 0.42923 | 0.32561 | 0.29107
|  | 6.02 |  | 6.02 | 0.95 | 0.90314 | 0.84816 | 0.80446 | 0.74412 | 0.6269 | 0.56067 | 0.54623 | 0.52098 | 0.48929 | 0.46412 | 0.42927 | 0.3257 | 0.29125
|  | 6.03 |  | 6.03 | 0.95 | 0.90321 | 0.84824 | 0.80451 | 0.74418 | 0.62706 | 0.561 | 0.54627 | 0.52102 | 0.48934 | 0.46415 | 0.4293 | 0.32579 | 0.29142
|  | 6.04 |  | 6.04 | 0.95 | 0.90328 | 0.84832 | 0.80456 | 0.74424 | 0.62723 | 0.56133 | 0.5463 | 0.52106 | 0.48938 | 0.46418 | 0.42934 | 0.32587 | 0.29159
|  | 6.05 |  | 6.05 | 0.95 | 0.90335 | 0.8484 | 0.8046 | 0.7443 | 0.62739 | 0.56167 | 0.54634 | 0.5211 | 0.48943 | 0.4642 | 0.42937 | 0.32596 | 0.29177
|  | 6.06 |  | 6.06 | 0.95 | 0.90342 | 0.84848 | 0.80465 | 0.74436 | 0.62756 | 0.562 | 0.54638 | 0.52115 | 0.48948 | 0.46423 | 0.42941 | 0.32604 | 0.29194
|  | 6.07 |  | 6.07 | 0.95 | 0.90349 | 0.84856 | 0.8047 | 0.74442 | 0.62772 | 0.56233 | 0.54642 | 0.52119 | 0.48952 | 0.46426 | 0.42944 | 0.32613 | 0.29211
|  | 6.08 |  | 6.08 | 0.95 | 0.90356 | 0.84864 | 0.80475 | 0.74448 | 0.62789 | 0.56267 | 0.54646 | 0.52123 | 0.48957 | 0.46429 | 0.42948 | 0.32621 | 0.29229
|  | 6.09 |  | 6.09 | 0.95 | 0.90363 | 0.84872 | 0.80479 | 0.74454 | 0.62805 | 0.563 | 0.5465 | 0.52127 | 0.48961 | 0.46431 | 0.42951 | 0.3263 | 0.29246
|  | 6.1 |  | 6.1 | 0.95 | 0.9037 | 0.8488 | 0.80484 | 0.7446 | 0.62821 | 0.56333 | 0.54653 | 0.52131 | 0.48966 | 0.46434 | 0.42955 | 0.32639 | 0.29263
|  | 6.11 |  | 6.11 | 0.95 | 0.90377 | 0.84888 | 0.80489 | 0.74466 | 0.62838 | 0.56367 | 0.54657 | 0.52135 | 0.48971 | 0.46437 | 0.42958 | 0.32647 | 0.29281
|  | 6.12 |  | 6.12 | 0.95 | 0.90384 | 0.84896 | 0.80493 | 0.74472 | 0.62854 | 0.564 | 0.54661 | 0.52139 | 0.48975 | 0.46439 | 0.42962 | 0.32656 | 0.29298
|  | 6.13 |  | 6.13 | 0.95 | 0.90391 | 0.84904 | 0.80498 | 0.74478 | 0.62871 | 0.56433 | 0.54665 | 0.52143 | 0.4898 | 0.46442 | 0.42965 | 0.32664 | 0.29315
|  | 6.14 |  | 6.14 | 0.95 | 0.90398 | 0.84912 | 0.80503 | 0.74484 | 0.62887 | 0.56467 | 0.54669 | 0.52147 | 0.48984 | 0.46445 | 0.42969 | 0.32673 | 0.29333
|  | 6.15 |  | 6.15 | 0.95 | 0.90405 | 0.8492 | 0.80508 | 0.7449 | 0.62904 | 0.565 | 0.54673 | 0.52151 | 0.48989 | 0.46448 | 0.42972 | 0.32681 | 0.2935
|  | 6.16 |  | 6.16 | 0.95 | 0.90412 | 0.84928 | 0.80512 | 0.74496 | 0.6292 | 0.56533 | 0.54677 | 0.52156 | 0.48994 | 0.4645 | 0.42976 | 0.3269 | 0.29367
|  | 6.17 |  | 6.17 | 0.95 | 0.90419 | 0.84936 | 0.80517 | 0.74502 | 0.62936 | 0.56567 | 0.5468 | 0.5216 | 0.48998 | 0.46453 | 0.42979 | 0.32699 | 0.29385
|  | 6.18 |  | 6.18 | 0.95 | 0.90426 | 0.84944 | 0.80522 | 0.74508 | 0.62953 | 0.566 | 0.54684 | 0.52164 | 0.49003 | 0.46456 | 0.42983 | 0.32707 | 0.29402
|  | 6.19 |  | 6.19 | 0.95 | 0.90433 | 0.84952 | 0.80527 | 0.74514 | 0.62969 | 0.56633 | 0.54688 | 0.52168 | 0.49007 | 0.46459 | 0.42986 | 0.32716 | 0.29419
|  | 6.2 |  | 6.2 | 0.95 | 0.9044 | 0.8496 | 0.80531 | 0.7452 | 0.62986 | 0.56667 | 0.54692 | 0.52172 | 0.49012 | 0.46461 | 0.4299 | 0.32724 | 0.29437
|  | 6.21 |  | 6.21 | 0.95 | 0.90447 | 0.84968 | 0.80536 | 0.74526 | 0.63002 | 0.567 | 0.54696 | 0.52176 | 0.49017 | 0.46464 | 0.42993 | 0.32733 | 0.29454
|  | 6.22 |  | 6.22 | 0.95 | 0.90454 | 0.84976 | 0.80541 | 0.74532 | 0.63019 | 0.56733 | 0.547 | 0.5218 | 0.49021 | 0.46467 | 0.42997 | 0.32741 | 0.29471
|  | 6.23 |  | 6.23 | 0.95 | 0.90461 | 0.84984 | 0.80546 | 0.74538 | 0.63035 | 0.56767 | 0.54704 | 0.52184 | 0.49026 | 0.4647 | 0.43 | 0.3275 | 0.29489
|  | 6.24 |  | 6.24 | 0.95 | 0.90468 | 0.84992 | 0.8055 | 0.74544 | 0.63051 | 0.568 | 0.54707 | 0.52188 | 0.4903 | 0.46472 | 0.43004 | 0.32759 | 0.29506
|  | 6.25 |  | 6.25 | 0.95 | 0.90475 | 0.85 | 0.80555 | 0.7455 | 0.63068 | 0.56833 | 0.54711 | 0.52192 | 0.49035 | 0.46475 | 0.43007 | 0.32767 | 0.29523
|  | 6.26 |  | 6.26 | 0.95 | 0.90482 | 0.85008 | 0.8056 | 0.74556 | 0.63084 | 0.56867 | 0.54715 | 0.52197 | 0.4904 | 0.46478 | 0.43011 | 0.32776 | 0.29541
|  | 6.27 |  | 6.27 | 0.95 | 0.90489 | 0.85016 | 0.80564 | 0.74562 | 0.63101 | 0.569 | 0.54719 | 0.52201 | 0.49044 | 0.4648 | 0.43014 | 0.32784 | 0.29558
|  | 6.28 |  | 6.28 | 0.95 | 0.90496 | 0.85024 | 0.80569 | 0.74568 | 0.63117 | 0.56933 | 0.54723 | 0.52205 | 0.49049 | 0.46483 | 0.43018 | 0.32793 | 0.29575
|  | 6.29 |  | 6.29 | 0.95 | 0.90503 | 0.85032 | 0.80574 | 0.74574 | 0.63134 | 0.56967 | 0.54727 | 0.52209 | 0.49053 | 0.46486 | 0.43021 | 0.32801 | 0.29593
|  | 6.3 |  | 6.3 | 0.95 | 0.9051 | 0.8504 | 0.80579 | 0.7458 | 0.6315 | 0.57 | 0.5473 | 0.52213 | 0.49058 | 0.46489 | 0.43025 | 0.3281 | 0.2961
|  | 6.31 |  | 6.31 | 0.95 | 0.90517 | 0.85048 | 0.80583 | 0.74586 | 0.63166 | 0.57033 | 0.54734 | 0.52217 | 0.49063 | 0.46491 | 0.43028 | 0.32819 | 0.29627
|  | 6.32 |  | 6.32 | 0.95 | 0.90524 | 0.85056 | 0.80588 | 0.74592 | 0.63183 | 0.57067 | 0.54738 | 0.52221 | 0.49067 | 0.46494 | 0.43032 | 0.32827 | 0.29645
|  | 6.33 |  | 6.33 | 0.95 | 0.90531 | 0.85064 | 0.80593 | 0.74598 | 0.63199 | 0.571 | 0.54742 | 0.52225 | 0.49072 | 0.46497 | 0.43035 | 0.32836 | 0.29662
|  | 6.34 |  | 6.34 | 0.95 | 0.90538 | 0.85072 | 0.80598 | 0.74604 | 0.63216 | 0.57133 | 0.54746 | 0.52229 | 0.49076 | 0.465 | 0.43039 | 0.32844 | 0.29679
|  | 6.35 |  | 6.35 | 0.95 | 0.90545 | 0.8508 | 0.80602 | 0.7461 | 0.63232 | 0.57167 | 0.5475 | 0.52233 | 0.49081 | 0.46502 | 0.43042 | 0.32853 | 0.29697
|  | 6.36 |  | 6.36 | 0.95 | 0.90552 | 0.85088 | 0.80607 | 0.74616 | 0.63249 | 0.572 | 0.54754 | 0.52238 | 0.49086 | 0.46505 | 0.43046 | 0.32861 | 0.29714
|  | 6.37 |  | 6.37 | 0.95 | 0.90559 | 0.85096 | 0.80612 | 0.74622 | 0.63265 | 0.57233 | 0.54757 | 0.52242 | 0.4909 | 0.46508 | 0.43049 | 0.3287 | 0.29731
|  | 6.38 |  | 6.38 | 0.95 | 0.90566 | 0.85104 | 0.80617 | 0.74628 | 0.63281 | 0.57267 | 0.54761 | 0.52246 | 0.49095 | 0.46511 | 0.43053 | 0.32879 | 0.29749
|  | 6.39 |  | 6.39 | 0.95 | 0.90573 | 0.85112 | 0.80621 | 0.74634 | 0.63298 | 0.573 | 0.54765 | 0.5225 | 0.49099 | 0.46513 | 0.43056 | 0.32887 | 0.29766
|  | 6.4 |  | 6.4 | 0.95 | 0.9058 | 0.8512 | 0.80626 | 0.7464 | 0.63314 | 0.57333 | 0.54769 | 0.52254 | 0.49104 | 0.46516 | 0.4306 | 0.32896 | 0.29783
|  | 6.41 |  | 6.41 | 0.95 | 0.90587 | 0.85128 | 0.80631 | 0.74646 | 0.63331 | 0.57367 | 0.54773 | 0.52258 | 0.49109 | 0.46519 | 0.43063 | 0.32904 | 0.29801
|  | 6.42 |  | 6.42 | 0.95 | 0.90594 | 0.85136 | 0.80635 | 0.74652 | 0.63347 | 0.574 | 0.54777 | 0.52262 | 0.49113 | 0.46521 | 0.43067 | 0.32913 | 0.29818
|  | 6.43 |  | 6.43 | 0.95 | 0.90601 | 0.85144 | 0.8064 | 0.74658 | 0.63364 | 0.57433 | 0.54781 | 0.52266 | 0.49118 | 0.46524 | 0.4307 | 0.32921 | 0.29835
|  | 6.44 |  | 6.44 | 0.95 | 0.90608 | 0.85152 | 0.80645 | 0.74664 | 0.6338 | 0.57467 | 0.54784 | 0.5227 | 0.49122 | 0.46527 | 0.43074 | 0.3293 | 0.29853
|  | 6.45 |  | 6.45 | 0.95 | 0.90615 | 0.8516 | 0.8065 | 0.7467 | 0.63396 | 0.575 | 0.54788 | 0.52274 | 0.49127 | 0.4653 | 0.43077 | 0.32939 | 0.2987
|  | 6.46 |  | 6.46 | 0.95 | 0.90622 | 0.85168 | 0.80654 | 0.74676 | 0.63413 | 0.57533 | 0.54792 | 0.52279 | 0.49132 | 0.46532 | 0.43081 | 0.32947 | 0.29887
|  | 6.47 |  | 6.47 | 0.95 | 0.90629 | 0.85176 | 0.80659 | 0.74682 | 0.63429 | 0.57567 | 0.54796 | 0.52283 | 0.49136 | 0.46535 | 0.43084 | 0.32956 | 0.29905
|  | 6.48 |  | 6.48 | 0.95 | 0.90636 | 0.85184 | 0.80664 | 0.74688 | 0.63446 | 0.576 | 0.548 | 0.52287 | 0.49141 | 0.46538 | 0.43088 | 0.32964 | 0.29922
|  | 6.49 |  | 6.49 | 0.95 | 0.90643 | 0.85192 | 0.80669 | 0.74694 | 0.63462 | 0.57633 | 0.54804 | 0.52291 | 0.49145 | 0.46541 | 0.43091 | 0.32973 | 0.29939
|  | 6.5 |  | 6.5 | 0.95 | 0.9065 | 0.852 | 0.80673 | 0.747 | 0.63479 | 0.57667 | 0.54807 | 0.52295 | 0.4915 | 0.46543 | 0.43095 | 0.32981 | 0.29957
|  | 6.51 |  | 6.51 | 0.95 | 0.90657 | 0.85208 | 0.80678 | 0.74706 | 0.63495 | 0.577 | 0.54811 | 0.52299 | 0.49155 | 0.46546 | 0.43098 | 0.3299 | 0.29974
|  | 6.52 |  | 6.52 | 0.95 | 0.90664 | 0.85216 | 0.80683 | 0.74712 | 0.63511 | 0.57733 | 0.54815 | 0.52303 | 0.49159 | 0.46549 | 0.43102 | 0.32999 | 0.29991
|  | 6.53 |  | 6.53 | 0.95 | 0.90671 | 0.85224 | 0.80688 | 0.74718 | 0.63528 | 0.57767 | 0.54819 | 0.52307 | 0.49164 | 0.46552 | 0.43105 | 0.33007 | 0.30009
|  | 6.54 |  | 6.54 | 0.95 | 0.90678 | 0.85232 | 0.80692 | 0.74724 | 0.63544 | 0.578 | 0.54823 | 0.52311 | 0.49168 | 0.46554 | 0.43109 | 0.33016 | 0.30026
|  | 6.55 |  | 6.55 | 0.95 | 0.90685 | 0.8524 | 0.80697 | 0.7473 | 0.63561 | 0.57833 | 0.54827 | 0.52315 | 0.49173 | 0.46557 | 0.43112 | 0.33024 | 0.30043
|  | 6.56 |  | 6.56 | 0.95 | 0.90692 | 0.85248 | 0.80702 | 0.74736 | 0.63577 | 0.57867 | 0.54831 | 0.5232 | 0.49178 | 0.4656 | 0.43116 | 0.33033 | 0.30061
|  | 6.57 |  | 6.57 | 0.95 | 0.90699 | 0.85256 | 0.80706 | 0.74742 | 0.63594 | 0.579 | 0.54834 | 0.52324 | 0.49182 | 0.46562 | 0.43119 | 0.33041 | 0.30078
|  | 6.58 |  | 6.58 | 0.95 | 0.90706 | 0.85264 | 0.80711 | 0.74748 | 0.6361 | 0.57933 | 0.54838 | 0.52328 | 0.49187 | 0.46565 | 0.43123 | 0.3305 | 0.30095
|  | 6.59 |  | 6.59 | 0.95 | 0.90713 | 0.85272 | 0.80716 | 0.74754 | 0.63626 | 0.57967 | 0.54842 | 0.52332 | 0.49191 | 0.46568 | 0.43126 | 0.33059 | 0.30113
|  | 6.6 |  | 6.6 | 0.95 | 0.9072 | 0.8528 | 0.80721 | 0.7476 | 0.63643 | 0.58 | 0.54846 | 0.52336 | 0.49196 | 0.46571 | 0.4313 | 0.33067 | 0.3013
|  | 6.61 |  | 6.61 | 0.95 | 0.90727 | 0.85288 | 0.80725 | 0.74766 | 0.63659 | 0.58032 | 0.5485 | 0.5234 | 0.49201 | 0.46573 | 0.43133 | 0.33076 | 0.30147
|  | 6.62 |  | 6.62 | 0.95 | 0.90734 | 0.85296 | 0.8073 | 0.74772 | 0.63676 | 0.58065 | 0.54854 | 0.52344 | 0.49205 | 0.46576 | 0.43137 | 0.33084 | 0.30164
|  | 6.63 |  | 6.63 | 0.95 | 0.90741 | 0.85304 | 0.80735 | 0.74778 | 0.63692 | 0.58097 | 0.54858 | 0.52348 | 0.4921 | 0.46579 | 0.4314 | 0.33093 | 0.30181
|  | 6.64 |  | 6.64 | 0.95 | 0.90748 | 0.85312 | 0.8074 | 0.74784 | 0.63709 | 0.5813 | 0.54861 | 0.52352 | 0.49214 | 0.46582 | 0.43144 | 0.33101 | 0.30198
|  | 6.65 |  | 6.65 | 0.95 | 0.90755 | 0.8532 | 0.80744 | 0.7479 | 0.63725 | 0.58162 | 0.54865 | 0.52356 | 0.49219 | 0.46584 | 0.43147 | 0.3311 | 0.30215
|  | 6.66 |  | 6.66 | 0.95 | 0.90762 | 0.85328 | 0.80749 | 0.74796 | 0.63741 | 0.58195 | 0.54869 | 0.52361 | 0.49224 | 0.46587 | 0.43151 | 0.33119 | 0.30232
|  | 6.67 |  | 6.67 | 0.95 | 0.90769 | 0.85336 | 0.80754 | 0.74802 | 0.63758 | 0.58227 | 0.54873 | 0.52365 | 0.49228 | 0.4659 | 0.43154 | 0.33127 | 0.30249
|  | 6.68 |  | 6.68 | 0.95 | 0.90776 | 0.85344 | 0.80759 | 0.74808 | 0.63774 | 0.5826 | 0.54877 | 0.52369 | 0.49233 | 0.46593 | 0.43158 | 0.33136 | 0.30266
|  | 6.69 |  | 6.69 | 0.95 | 0.90783 | 0.85352 | 0.80763 | 0.74814 | 0.63791 | 0.58292 | 0.54881 | 0.52373 | 0.49237 | 0.46595 | 0.43161 | 0.33144 | 0.30283
|  | 6.7 |  | 6.7 | 0.95 | 0.9079 | 0.8536 | 0.80768 | 0.7482 | 0.63807 | 0.58325 | 0.54884 | 0.52377 | 0.49242 | 0.46598 | 0.43165 | 0.33153 | 0.303
|  | 6.71 |  | 6.71 | 0.95 | 0.90797 | 0.85368 | 0.80773 | 0.74826 | 0.63824 | 0.58357 | 0.54888 | 0.52381 | 0.49247 | 0.46601 | 0.43168 | 0.33161 | 0.30317
|  | 6.72 |  | 6.72 | 0.95 | 0.90804 | 0.85376 | 0.80777 | 0.74832 | 0.6384 | 0.5839 | 0.54892 | 0.52385 | 0.49251 | 0.46603 | 0.43172 | 0.3317 | 0.30334
|  | 6.73 |  | 6.73 | 0.95 | 0.90811 | 0.85384 | 0.80782 | 0.74838 | 0.63856 | 0.58422 | 0.54896 | 0.52389 | 0.49256 | 0.46606 | 0.43175 | 0.33179 | 0.30351
|  | 6.74 |  | 6.74 | 0.95 | 0.90818 | 0.85392 | 0.80787 | 0.74844 | 0.63873 | 0.58455 | 0.549 | 0.52393 | 0.4926 | 0.46609 | 0.43179 | 0.33187 | 0.30368
|  | 6.75 |  | 6.75 | 0.95 | 0.90825 | 0.854 | 0.80792 | 0.7485 | 0.63889 | 0.58487 | 0.54904 | 0.52397 | 0.49265 | 0.46612 | 0.43182 | 0.33196 | 0.30385
|  | 6.76 |  | 6.76 | 0.95 | 0.90832 | 0.85408 | 0.80796 | 0.74856 | 0.63906 | 0.5852 | 0.54908 | 0.52402 | 0.4927 | 0.46614 | 0.43186 | 0.33204 | 0.30402
|  | 6.77 |  | 6.77 | 0.95 | 0.90839 | 0.85416 | 0.80801 | 0.74862 | 0.63922 | 0.58552 | 0.54911 | 0.52406 | 0.49274 | 0.46617 | 0.43189 | 0.33213 | 0.30419
|  | 6.78 |  | 6.78 | 0.95 | 0.90846 | 0.85424 | 0.80806 | 0.74868 | 0.63939 | 0.58585 | 0.54915 | 0.5241 | 0.49279 | 0.4662 | 0.43193 | 0.33221 | 0.30436
|  | 6.79 |  | 6.79 | 0.95 | 0.90853 | 0.85432 | 0.80811 | 0.74874 | 0.63955 | 0.58617 | 0.54919 | 0.52414 | 0.49283 | 0.46623 | 0.43196 | 0.3323 | 0.30453
|  | 6.8 |  | 6.8 | 0.95 | 0.9086 | 0.8544 | 0.80815 | 0.7488 | 0.63971 | 0.5865 | 0.54923 | 0.52418 | 0.49288 | 0.46625 | 0.432 | 0.33239 | 0.3047
|  | 6.81 |  | 6.81 | 0.95 | 0.90867 | 0.85448 | 0.8082 | 0.74886 | 0.63988 | 0.58682 | 0.54927 | 0.52422 | 0.49293 | 0.46628 | 0.43203 | 0.33247 | 0.30487
|  | 6.82 |  | 6.82 | 0.95 | 0.90874 | 0.85456 | 0.80825 | 0.74892 | 0.64004 | 0.58715 | 0.54931 | 0.52426 | 0.49297 | 0.46631 | 0.43207 | 0.33256 | 0.30504
|  | 6.83 |  | 6.83 | 0.95 | 0.90881 | 0.85464 | 0.8083 | 0.74898 | 0.64021 | 0.58747 | 0.54935 | 0.5243 | 0.49302 | 0.46634 | 0.4321 | 0.33264 | 0.30521
|  | 6.84 |  | 6.84 | 0.95 | 0.90888 | 0.85472 | 0.80834 | 0.74904 | 0.64037 | 0.5878 | 0.54938 | 0.52434 | 0.49306 | 0.46636 | 0.43214 | 0.33273 | 0.30538
|  | 6.85 |  | 6.85 | 0.95 | 0.90895 | 0.8548 | 0.80839 | 0.7491 | 0.64054 | 0.58812 | 0.54942 | 0.52438 | 0.49311 | 0.46639 | 0.43217 | 0.33281 | 0.30555
|  | 6.86 |  | 6.86 | 0.95 | 0.90902 | 0.85488 | 0.80844 | 0.74916 | 0.6407 | 0.58845 | 0.54946 | 0.52443 | 0.49316 | 0.46642 | 0.43221 | 0.3329 | 0.30572
|  | 6.87 |  | 6.87 | 0.95 | 0.90909 | 0.85496 | 0.80848 | 0.74922 | 0.64086 | 0.58877 | 0.5495 | 0.52447 | 0.4932 | 0.46644 | 0.43224 | 0.33299 | 0.30589
|  | 6.88 |  | 6.88 | 0.95 | 0.90916 | 0.85504 | 0.80853 | 0.74928 | 0.64103 | 0.5891 | 0.54954 | 0.52451 | 0.49325 | 0.46647 | 0.43228 | 0.33307 | 0.30606
|  | 6.89 |  | 6.89 | 0.95 | 0.90923 | 0.85512 | 0.80858 | 0.74934 | 0.64119 | 0.58942 | 0.54958 | 0.52455 | 0.49329 | 0.4665 | 0.43231 | 0.33316 | 0.30623
|  | 6.9 |  | 6.9 | 0.95 | 0.9093 | 0.8552 | 0.80863 | 0.7494 | 0.64136 | 0.58975 | 0.54961 | 0.52459 | 0.49334 | 0.46653 | 0.43235 | 0.33324 | 0.3064
|  | 6.91 |  | 6.91 | 0.95 | 0.90937 | 0.85528 | 0.80867 | 0.74946 | 0.64152 | 0.59007 | 0.54965 | 0.52463 | 0.49339 | 0.46655 | 0.43238 | 0.33333 | 0.30657
|  | 6.92 |  | 6.92 | 0.95 | 0.90944 | 0.85536 | 0.80872 | 0.74952 | 0.64169 | 0.5904 | 0.54969 | 0.52467 | 0.49343 | 0.46658 | 0.43242 | 0.33341 | 0.30674
|  | 6.93 |  | 6.93 | 0.95 | 0.90951 | 0.85544 | 0.80877 | 0.74958 | 0.64185 | 0.59072 | 0.54973 | 0.52471 | 0.49348 | 0.46661 | 0.43245 | 0.3335 | 0.30691
|  | 6.94 |  | 6.94 | 0.95 | 0.90958 | 0.85552 | 0.80882 | 0.74964 | 0.64201 | 0.59105 | 0.54977 | 0.52475 | 0.49352 | 0.46664 | 0.43249 | 0.33359 | 0.30708
|  | 6.95 |  | 6.95 | 0.95 | 0.90965 | 0.8556 | 0.80886 | 0.7497 | 0.64218 | 0.59137 | 0.54981 | 0.52479 | 0.49357 | 0.46666 | 0.43252 | 0.33367 | 0.30725
|  | 6.96 |  | 6.96 | 0.95 | 0.90972 | 0.85568 | 0.80891 | 0.74976 | 0.64234 | 0.5917 | 0.54985 | 0.52484 | 0.49362 | 0.46669 | 0.43256 | 0.33376 | 0.30742
|  | 6.97 |  | 6.97 | 0.95 | 0.90979 | 0.85576 | 0.80896 | 0.74982 | 0.64251 | 0.59202 | 0.54988 | 0.52488 | 0.49366 | 0.46672 | 0.43259 | 0.33384 | 0.30759
|  | 6.98 |  | 6.98 | 0.95 | 0.90986 | 0.85584 | 0.80901 | 0.74988 | 0.64267 | 0.59235 | 0.54992 | 0.52492 | 0.49371 | 0.46675 | 0.43263 | 0.33393 | 0.30776
|  | 6.99 |  | 6.99 | 0.95 | 0.90993 | 0.85592 | 0.80905 | 0.74994 | 0.64284 | 0.59267 | 0.54996 | 0.52496 | 0.49375 | 0.46677 | 0.43266 | 0.33401 | 0.30793
|  | 7 |  | 7 | 0.95 | 0.91 | 0.856 | 0.8091 | 0.75 | 0.643 | 0.593 | 0.55 | 0.525 | 0.4938 | 0.4668 | 0.4327 | 0.3341 | 0.3081

## CCoeffs (hidden)
Undeveloped C Coefficients Used in VCRat Program
VCWPD
SOILCRV 010 | INTENSI 1 | 0 | 0.3 | 0.5 | 0.75 | 1 | 1.25 | 1.5 | 1.75 | 2 | 2.5 | 3 | 4 | 5 | 6 | 7 | Ratio
| RUNOFF 1 | 0 | 0.001 | 0.4 | 0.6 | 0.7 | 0.765 | 0.8 | 0.828 | 0.85 | 0.88 | 0.9 | 0.925 | 0.94 | 0.95 | 0.95
SOILCRV 020 | INTENSI 1 | 0 | 0.4 | 0.75 | 1 | 1.25 | 1.5 | 2 | 2.5 | 3 | 3.5 | 4 | 5 | 6 | 7 | 7.5
| RUNOFF 2 | 0 | 0 | 0.45 | 0.591 | 0.663 | 0.709 | 0.762 | 0.8 | 0.829 | 0.85 | 0.868 | 0.89 | 0.903 | 0.91 | 0.91 | 0.95789
SOILCRV 030 | INTENSI 1 | 0 | 0.5 | 0.75 | 1 | 1.25 | 1.5 | 1.75 | 2 | 2.5 | 3 | 3.5 | 4 | 5 | 7 | 7.5
| RUNOFF 3 | 0 | 0 | 0.332 | 0.502 | 0.59 | 0.645 | 0.677 | 0.704 | 0.746 | 0.777 | 0.8 | 0.816 | 0.84 | 0.856 | 0.856 | 0.94066
SOILCRV 040 | INTENSI 1 | 0 | 0.65 | 0.75 | 1 | 1.5 | 2 | 2.5 | 3 | 3.5 | 4 | 4.5 | 5 | 5.5 | 7 | 7
| RUNOFF 4 | 0 | 0 | 0.14 | 0.36 | 0.57 | 0.647 | 0.692 | 0.727 | 0.752 | 0.77 | 0.785 | 0.795 | 0.802 | 0.8091 | 0.8091 | 0.94521
SOILCRV 050 | INTENSI 1 | 0 | 0.8 | 1 | 1.2 | 1.45 | 1.69 | 2.05 | 2.5 | 3 | 3.63 | 4.3 | 5 | 6 | 7 | 7.5
| RUNOFF 5 | 0 | 0 | 0.27 | 0.4 | 0.5 | 0.55 | 0.6 | 0.63 | 0.672 | 0.7 | 0.72 | 0.732 | 0.744 | 0.75 | 0.75 | 0.92696
SOILCRV 060 | INTENSI 1 | 0 | 0.925 | 1 | 1.1 | 1.2 | 1.425 | 1.725 | 2.05 | 2.4 | 3 | 3.8 | 4.7 | 5.6 | 7 | 7.5
| RUNOFF 6 | 0 | 0.001 | 0.17 | 0.25 | 0.31 | 0.37 | 0.42 | 0.46 | 0.49 | 0.53 | 0.57 | 0.6 | 0.62 | 0.643 | 0.643 | 0.85733
SOILCRV 070 | INTENSI 1 | 0 | 1.85 | 2 | 2.27 | 2.65 | 3 | 3.34 | 3.9 | 4.5 | 5 | 5.6 | 6 | 6.6 | 7 | 7.5
| RUNOFF 7 | 0 | 0.001 | 0.09 | 0.2 | 0.3 | 0.36 | 0.4 | 0.45 | 0.49 | 0.515 | 0.54 | 0.56 | 0.58 | 0.593 | 0.593 | 0.92224

## MassCurves40pt (hidden)
Conversion of VCRAIN.DAT points to 1500 pts using linear interpolation
Time | Rain | Time | Rain (in.) | Time min | J'10 | J10 | K10 | L10 | J'25 | J25 | K25 | L25 | J'50 | J50 | K50 | L50
0 | 0 | 0 | #NAME? | 0 | 0 | 0 | 0 | 0 | 0 | 0 | 0 | 0 | 0 | 0 | 0 | 0
100 | 0.08 | 1 | #NAME? | 1 | 0.00050725 | 0.00017 | 0.001 | 0.001 | 0.00044 | 0.00022 | 0.001 | 0.00092 | 0.0005 | 0.00028 | 0.001 | 0.0008
200 | 0.25 | 2 | #NAME? | 2 | 0.0010145 | 0.00034 | 0.002 | 0.002 | 0.00088 | 0.00044 | 0.002 | 0.00184 | 0.001 | 0.00056 | 0.002 | 0.0016
300 | 0.54 | 3 | #NAME? | 3 | 0.0015217 | 0.00051 | 0.003 | 0.003 | 0.00132 | 0.00066 | 0.003 | 0.00276 | 0.0015 | 0.00084 | 0.003 | 0.0024
400 | 0.95 | 4 | #NAME? | 4 | 0.002029 | 0.00068 | 0.004 | 0.004 | 0.00176 | 0.00088 | 0.004 | 0.00368 | 0.002 | 0.00112 | 0.004 | 0.0032
500 | 1.45 | 5 | #NAME? | 5 | 0.0025362 | 0.00085 | 0.005 | 0.005 | 0.0022 | 0.0011 | 0.005 | 0.0046 | 0.0025 | 0.0014 | 0.005 | 0.004
600 | 2.1 | 6 | #NAME? | 6 | 0.0030435 | 0.00102 | 0.006 | 0.006 | 0.00264 | 0.00132 | 0.006 | 0.00552 | 0.003 | 0.00168 | 0.006 | 0.0048
700 | 2.88 | 7 | #NAME? | 7 | 0.0035507 | 0.00119 | 0.007 | 0.007 | 0.00308 | 0.00154 | 0.007 | 0.00644 | 0.0035 | 0.00196 | 0.007 | 0.0056
800 | 3.82 | 8 | #NAME? | 8 | 0.004058 | 0.00136 | 0.008 | 0.008 | 0.00352 | 0.00176 | 0.008 | 0.00736 | 0.004 | 0.00224 | 0.008 | 0.0064
900 | 4.88 | 9 | #NAME? | 9 | 0.0045652 | 0.00153 | 0.009 | 0.009 | 0.00396 | 0.00198 | 0.009 | 0.00828 | 0.0045 | 0.00252 | 0.009 | 0.0072
1000 | 6.09 | 10 | #NAME? | 10 | 0.0050725 | 0.0017 | 0.01 | 0.01 | 0.0044 | 0.0022 | 0.01 | 0.0092 | 0.005 | 0.0028 | 0.01 | 0.008
1050 | 6.765 | 11 | #NAME? | 11 | 0.0055797 | 0.00187 | 0.011 | 0.011 | 0.00484 | 0.00242 | 0.011 | 0.01012 | 0.0055 | 0.00308 | 0.011 | 0.0088
1100 | 7.507 | 12 | #NAME? | 12 | 0.006087 | 0.00204 | 0.012 | 0.012 | 0.00528 | 0.00264 | 0.012 | 0.01104 | 0.006 | 0.00336 | 0.012 | 0.0096
1110 | 7.657 | 13 | #NAME? | 13 | 0.0065942 | 0.00221 | 0.013 | 0.013 | 0.00572 | 0.00286 | 0.013 | 0.01196 | 0.0065 | 0.00364 | 0.013 | 0.0104
1120 | 7.82 | 14 | #NAME? | 14 | 0.0071014 | 0.00238 | 0.014 | 0.014 | 0.00616 | 0.00308 | 0.014 | 0.01288 | 0.007 | 0.00392 | 0.014 | 0.0112
1130 | 8 | 15 | #NAME? | 15 | 0.0076087 | 0.00255 | 0.015 | 0.015 | 0.0066 | 0.0033 | 0.015 | 0.0138 | 0.0075 | 0.0042 | 0.015 | 0.012
1135 | 8.103 | 16 | #NAME? | 16 | 0.0081159 | 0.00272 | 0.016 | 0.016 | 0.00704 | 0.00352 | 0.016 | 0.01472 | 0.008 | 0.00448 | 0.016 | 0.0128
1140 | 8.22 | 17 | #NAME? | 17 | 0.0086232 | 0.00289 | 0.017 | 0.017 | 0.00748 | 0.00374 | 0.017 | 0.01564 | 0.0085 | 0.00476 | 0.017 | 0.0136
1145 | 8.35 | 18 | #NAME? | 18 | 0.0091304 | 0.00306 | 0.018 | 0.018 | 0.00792 | 0.00396 | 0.018 | 0.01656 | 0.009 | 0.00504 | 0.018 | 0.0144
1147 | 8.41 | 19 | #NAME? | 19 | 0.0096377 | 0.00323 | 0.019 | 0.019 | 0.00836 | 0.00418 | 0.019 | 0.01748 | 0.0095 | 0.00532 | 0.019 | 0.0152
1148 | 8.445 | 20 | #NAME? | 20 | 0.010145 | 0.0034 | 0.02 | 0.02 | 0.0088 | 0.0044 | 0.02 | 0.0184 | 0.01 | 0.0056 | 0.02 | 0.016
1149 | 8.5 | 21 | #NAME? | 21 | 0.010652 | 0.00357 | 0.021 | 0.021 | 0.00924 | 0.00462 | 0.021 | 0.01932 | 0.0105 | 0.00588 | 0.021 | 0.0168
1150 | 8.565 | 22 | #NAME? | 22 | 0.011159 | 0.00374 | 0.022 | 0.022 | 0.00968 | 0.00484 | 0.022 | 0.02024 | 0.011 | 0.00616 | 0.022 | 0.0176
1151 | 8.67 | 23 | #NAME? | 23 | 0.011667 | 0.00391 | 0.023 | 0.023 | 0.01012 | 0.00506 | 0.023 | 0.02116 | 0.0115 | 0.00644 | 0.023 | 0.0184
1152 | 8.835 | 24 | #NAME? | 24 | 0.012174 | 0.00408 | 0.024 | 0.024 | 0.01056 | 0.00528 | 0.024 | 0.02208 | 0.012 | 0.00672 | 0.024 | 0.0192
1153 | 8.91 | 25 | #NAME? | 25 | 0.012681 | 0.00425 | 0.025 | 0.025 | 0.011 | 0.0055 | 0.025 | 0.023 | 0.0125 | 0.007 | 0.025 | 0.02
1154 | 8.95 | 26 | #NAME? | 26 | 0.013188 | 0.00442 | 0.026 | 0.026 | 0.01144 | 0.00572 | 0.026 | 0.02392 | 0.013 | 0.00728 | 0.026 | 0.0208
1155 | 8.975 | 27 | #NAME? | 27 | 0.013696 | 0.00459 | 0.027 | 0.027 | 0.01188 | 0.00594 | 0.027 | 0.02484 | 0.0135 | 0.00756 | 0.027 | 0.0216
1160 | 9.066 | 28 | #NAME? | 28 | 0.014203 | 0.00476 | 0.028 | 0.028 | 0.01232 | 0.00616 | 0.028 | 0.02576 | 0.014 | 0.00784 | 0.028 | 0.0224
1170 | 9.228 | 29 | #NAME? | 29 | 0.01471 | 0.00493 | 0.029 | 0.029 | 0.01276 | 0.00638 | 0.029 | 0.02668 | 0.0145 | 0.00812 | 0.029 | 0.0232
1180 | 9.364 | 30 | #NAME? | 30 | 0.015217 | 0.0051 | 0.03 | 0.03 | 0.0132 | 0.0066 | 0.03 | 0.0276 | 0.015 | 0.0084 | 0.03 | 0.024
1190 | 9.498 | 31 | #NAME? | 31 | 0.015725 | 0.00527 | 0.031 | 0.031 | 0.01364 | 0.00682 | 0.031 | 0.02852 | 0.0155 | 0.00868 | 0.031 | 0.0248
1210 | 9.74 | 32 | #NAME? | 32 | 0.016232 | 0.00544 | 0.032 | 0.032 | 0.01408 | 0.00704 | 0.032 | 0.02944 | 0.016 | 0.00896 | 0.032 | 0.0256
1230 | 9.95 | 33 | #NAME? | 33 | 0.016739 | 0.00561 | 0.033 | 0.033 | 0.01452 | 0.00726 | 0.033 | 0.03036 | 0.0165 | 0.00924 | 0.033 | 0.0264
1260 | 10.24 | 34 | #NAME? | 34 | 0.017246 | 0.00578 | 0.034 | 0.034 | 0.01496 | 0.00748 | 0.034 | 0.03128 | 0.017 | 0.00952 | 0.034 | 0.0272
1300 | 10.55 | 35 | #NAME? | 35 | 0.017754 | 0.00595 | 0.035 | 0.035 | 0.0154 | 0.0077 | 0.035 | 0.0322 | 0.0175 | 0.0098 | 0.035 | 0.028
1340 | 10.78 | 36 | #NAME? | 36 | 0.018261 | 0.00612 | 0.036 | 0.036 | 0.01584 | 0.00792 | 0.036 | 0.03312 | 0.018 | 0.01008 | 0.036 | 0.0288
1400 | 10.95 | 37 | #NAME? | 37 | 0.018768 | 0.00629 | 0.037 | 0.037 | 0.01628 | 0.00814 | 0.037 | 0.03404 | 0.0185 | 0.01036 | 0.037 | 0.0296
1440 | 11 | 38 | #NAME? | 38 | 0.019275 | 0.00646 | 0.038 | 0.038 | 0.01672 | 0.00836 | 0.038 | 0.03496 | 0.019 | 0.01064 | 0.038 | 0.0304
1500 | 11 | 39 | #NAME? | 39 | 0.019783 | 0.00663 | 0.039 | 0.039 | 0.01716 | 0.00858 | 0.039 | 0.03588 | 0.0195 | 0.01092 | 0.039 | 0.0312
|  | 40 | #NAME? | 40 | 0.02029 | 0.0068 | 0.04 | 0.04 | 0.0176 | 0.0088 | 0.04 | 0.0368 | 0.02 | 0.0112 | 0.04 | 0.032
|  | 41 | #NAME? | 41 | 0.020797 | 0.00697 | 0.041 | 0.041 | 0.01804 | 0.00902 | 0.041 | 0.03772 | 0.0205 | 0.01148 | 0.041 | 0.0328
|  | 42 | #NAME? | 42 | 0.021304 | 0.00714 | 0.042 | 0.042 | 0.01848 | 0.00924 | 0.042 | 0.03864 | 0.021 | 0.01176 | 0.042 | 0.0336
|  | 43 | #NAME? | 43 | 0.021812 | 0.00731 | 0.043 | 0.043 | 0.01892 | 0.00946 | 0.043 | 0.03956 | 0.0215 | 0.01204 | 0.043 | 0.0344
|  | 44 | #NAME? | 44 | 0.022319 | 0.00748 | 0.044 | 0.044 | 0.01936 | 0.00968 | 0.044 | 0.04048 | 0.022 | 0.01232 | 0.044 | 0.0352
|  | 45 | #NAME? | 45 | 0.022826 | 0.00765 | 0.045 | 0.045 | 0.0198 | 0.0099 | 0.045 | 0.0414 | 0.0225 | 0.0126 | 0.045 | 0.036
|  | 46 | #NAME? | 46 | 0.023333 | 0.00782 | 0.046 | 0.046 | 0.02024 | 0.01012 | 0.046 | 0.04232 | 0.023 | 0.01288 | 0.046 | 0.0368
|  | 47 | #NAME? | 47 | 0.023841 | 0.00799 | 0.047 | 0.047 | 0.02068 | 0.01034 | 0.047 | 0.04324 | 0.0235 | 0.01316 | 0.047 | 0.0376
|  | 48 | #NAME? | 48 | 0.024348 | 0.00816 | 0.048 | 0.048 | 0.02112 | 0.01056 | 0.048 | 0.04416 | 0.024 | 0.01344 | 0.048 | 0.0384
|  | 49 | #NAME? | 49 | 0.024855 | 0.00833 | 0.049 | 0.049 | 0.02156 | 0.01078 | 0.049 | 0.04508 | 0.0245 | 0.01372 | 0.049 | 0.0392
|  | 50 | #NAME? | 50 | 0.025362 | 0.0085 | 0.05 | 0.05 | 0.022 | 0.011 | 0.05 | 0.046 | 0.025 | 0.014 | 0.05 | 0.04
|  | 51 | #NAME? | 51 | 0.02587 | 0.00867 | 0.051 | 0.051 | 0.02244 | 0.01122 | 0.051 | 0.04692 | 0.0255 | 0.01428 | 0.051 | 0.0408
|  | 52 | #NAME? | 52 | 0.026377 | 0.00884 | 0.052 | 0.052 | 0.02288 | 0.01144 | 0.052 | 0.04784 | 0.026 | 0.01456 | 0.052 | 0.0416
|  | 53 | #NAME? | 53 | 0.026884 | 0.00901 | 0.053 | 0.053 | 0.02332 | 0.01166 | 0.053 | 0.04876 | 0.0265 | 0.01484 | 0.053 | 0.0424
|  | 54 | #NAME? | 54 | 0.027391 | 0.00918 | 0.054 | 0.054 | 0.02376 | 0.01188 | 0.054 | 0.04968 | 0.027 | 0.01512 | 0.054 | 0.0432
|  | 55 | #NAME? | 55 | 0.027899 | 0.00935 | 0.055 | 0.055 | 0.0242 | 0.0121 | 0.055 | 0.0506 | 0.0275 | 0.0154 | 0.055 | 0.044
|  | 56 | #NAME? | 56 | 0.028406 | 0.00952 | 0.056 | 0.056 | 0.02464 | 0.01232 | 0.056 | 0.05152 | 0.028 | 0.01568 | 0.056 | 0.0448
|  | 57 | #NAME? | 57 | 0.028913 | 0.00969 | 0.057 | 0.057 | 0.02508 | 0.01254 | 0.057 | 0.05244 | 0.0285 | 0.01596 | 0.057 | 0.0456
|  | 58 | #NAME? | 58 | 0.02942 | 0.00986 | 0.058 | 0.058 | 0.02552 | 0.01276 | 0.058 | 0.05336 | 0.029 | 0.01624 | 0.058 | 0.0464
|  | 59 | #NAME? | 59 | 0.029928 | 0.01003 | 0.059 | 0.059 | 0.02596 | 0.01298 | 0.059 | 0.05428 | 0.0295 | 0.01652 | 0.059 | 0.0472
|  | 60 | #NAME? | 60 | 0.030435 | 0.0102 | 0.06 | 0.06 | 0.0264 | 0.0132 | 0.06 | 0.0552 | 0.03 | 0.0168 | 0.06 | 0.048
|  | 61 | #NAME? | 61 | 0.030942 | 0.01037 | 0.061 | 0.061 | 0.02684 | 0.01342 | 0.061 | 0.05612 | 0.0305 | 0.01708 | 0.061 | 0.0488
|  | 62 | #NAME? | 62 | 0.031449 | 0.01054 | 0.062 | 0.062 | 0.02728 | 0.01364 | 0.062 | 0.05704 | 0.031 | 0.01736 | 0.062 | 0.0496
|  | 63 | #NAME? | 63 | 0.031957 | 0.01071 | 0.063 | 0.063 | 0.02772 | 0.01386 | 0.063 | 0.05796 | 0.0315 | 0.01764 | 0.063 | 0.0504
|  | 64 | #NAME? | 64 | 0.032464 | 0.01088 | 0.064 | 0.064 | 0.02816 | 0.01408 | 0.064 | 0.05888 | 0.032 | 0.01792 | 0.064 | 0.0512
|  | 65 | #NAME? | 65 | 0.032971 | 0.01105 | 0.065 | 0.065 | 0.0286 | 0.0143 | 0.065 | 0.0598 | 0.0325 | 0.0182 | 0.065 | 0.052
|  | 66 | #NAME? | 66 | 0.033478 | 0.01122 | 0.066 | 0.066 | 0.02904 | 0.01452 | 0.066 | 0.06072 | 0.033 | 0.01848 | 0.066 | 0.0528
|  | 67 | #NAME? | 67 | 0.033986 | 0.01139 | 0.067 | 0.067 | 0.02948 | 0.01474 | 0.067 | 0.06164 | 0.0335 | 0.01876 | 0.067 | 0.0536
|  | 68 | #NAME? | 68 | 0.034493 | 0.01156 | 0.068 | 0.068 | 0.02992 | 0.01496 | 0.068 | 0.06256 | 0.034 | 0.01904 | 0.068 | 0.0544
|  | 69 | #NAME? | 69 | 0.035 | 0.01173 | 0.069 | 0.069 | 0.03036 | 0.01518 | 0.069 | 0.06348 | 0.0345 | 0.01932 | 0.069 | 0.0552
|  | 70 | #NAME? | 70 | 0.035507 | 0.0119 | 0.07 | 0.07 | 0.0308 | 0.0154 | 0.07 | 0.0644 | 0.035 | 0.0196 | 0.07 | 0.056
|  | 71 | #NAME? | 71 | 0.036014 | 0.01207 | 0.071 | 0.071 | 0.03124 | 0.01562 | 0.071 | 0.06532 | 0.0355 | 0.01988 | 0.071 | 0.0568
|  | 72 | #NAME? | 72 | 0.036522 | 0.01224 | 0.072 | 0.072 | 0.03168 | 0.01584 | 0.072 | 0.06624 | 0.036 | 0.02016 | 0.072 | 0.0576
|  | 73 | #NAME? | 73 | 0.037029 | 0.01241 | 0.073 | 0.073 | 0.03212 | 0.01606 | 0.073 | 0.06716 | 0.0365 | 0.02044 | 0.073 | 0.0584
|  | 74 | #NAME? | 74 | 0.037536 | 0.01258 | 0.074 | 0.074 | 0.03256 | 0.01628 | 0.074 | 0.06808 | 0.037 | 0.02072 | 0.074 | 0.0592
|  | 75 | #NAME? | 75 | 0.038043 | 0.01275 | 0.075 | 0.075 | 0.033 | 0.0165 | 0.075 | 0.069 | 0.0375 | 0.021 | 0.075 | 0.06
|  | 76 | #NAME? | 76 | 0.038551 | 0.01292 | 0.076 | 0.076 | 0.03344 | 0.01672 | 0.076 | 0.06992 | 0.038 | 0.02128 | 0.076 | 0.0608
|  | 77 | #NAME? | 77 | 0.039058 | 0.01309 | 0.077 | 0.077 | 0.03388 | 0.01694 | 0.077 | 0.07084 | 0.0385 | 0.02156 | 0.077 | 0.0616
|  | 78 | #NAME? | 78 | 0.039565 | 0.01326 | 0.078 | 0.078 | 0.03432 | 0.01716 | 0.078 | 0.07176 | 0.039 | 0.02184 | 0.078 | 0.0624
|  | 79 | #NAME? | 79 | 0.040072 | 0.01343 | 0.079 | 0.079 | 0.03476 | 0.01738 | 0.079 | 0.07268 | 0.0395 | 0.02212 | 0.079 | 0.0632
|  | 80 | #NAME? | 80 | 0.04058 | 0.0136 | 0.08 | 0.08 | 0.0352 | 0.0176 | 0.08 | 0.0736 | 0.04 | 0.0224 | 0.08 | 0.064
|  | 81 | #NAME? | 81 | 0.041087 | 0.01377 | 0.081 | 0.081 | 0.03564 | 0.01782 | 0.081 | 0.07452 | 0.0405 | 0.02268 | 0.081 | 0.0648
|  | 82 | #NAME? | 82 | 0.041594 | 0.01394 | 0.082 | 0.082 | 0.03608 | 0.01804 | 0.082 | 0.07544 | 0.041 | 0.02296 | 0.082 | 0.0656
|  | 83 | #NAME? | 83 | 0.042101 | 0.01411 | 0.083 | 0.083 | 0.03652 | 0.01826 | 0.083 | 0.07636 | 0.0415 | 0.02324 | 0.083 | 0.0664
|  | 84 | #NAME? | 84 | 0.042609 | 0.01428 | 0.084 | 0.084 | 0.03696 | 0.01848 | 0.084 | 0.07728 | 0.042 | 0.02352 | 0.084 | 0.0672
|  | 85 | #NAME? | 85 | 0.043116 | 0.01445 | 0.085 | 0.085 | 0.0374 | 0.0187 | 0.085 | 0.0782 | 0.0425 | 0.0238 | 0.085 | 0.068
|  | 86 | #NAME? | 86 | 0.043623 | 0.01462 | 0.086 | 0.086 | 0.03784 | 0.01892 | 0.086 | 0.07912 | 0.043 | 0.02408 | 0.086 | 0.0688
|  | 87 | #NAME? | 87 | 0.04413 | 0.01479 | 0.087 | 0.087 | 0.03828 | 0.01914 | 0.087 | 0.08004 | 0.0435 | 0.02436 | 0.087 | 0.0696
|  | 88 | #NAME? | 88 | 0.044638 | 0.01496 | 0.088 | 0.088 | 0.03872 | 0.01936 | 0.088 | 0.08096 | 0.044 | 0.02464 | 0.088 | 0.0704
|  | 89 | #NAME? | 89 | 0.045145 | 0.01513 | 0.089 | 0.089 | 0.03916 | 0.01958 | 0.089 | 0.08188 | 0.0445 | 0.02492 | 0.089 | 0.0712
|  | 90 | #NAME? | 90 | 0.045652 | 0.0153 | 0.09 | 0.09 | 0.0396 | 0.0198 | 0.09 | 0.0828 | 0.045 | 0.0252 | 0.09 | 0.072
|  | 91 | #NAME? | 91 | 0.046159 | 0.01547 | 0.091 | 0.091 | 0.04004 | 0.02002 | 0.091 | 0.08372 | 0.0455 | 0.02548 | 0.091 | 0.0728
|  | 92 | #NAME? | 92 | 0.046667 | 0.01564 | 0.092 | 0.092 | 0.04048 | 0.02024 | 0.092 | 0.08464 | 0.046 | 0.02576 | 0.092 | 0.0736
|  | 93 | #NAME? | 93 | 0.047174 | 0.01581 | 0.093 | 0.093 | 0.04092 | 0.02046 | 0.093 | 0.08556 | 0.0465 | 0.02604 | 0.093 | 0.0744
|  | 94 | #NAME? | 94 | 0.047681 | 0.01598 | 0.094 | 0.094 | 0.04136 | 0.02068 | 0.094 | 0.08648 | 0.047 | 0.02632 | 0.094 | 0.0752
|  | 95 | #NAME? | 95 | 0.048188 | 0.01615 | 0.095 | 0.095 | 0.0418 | 0.0209 | 0.095 | 0.0874 | 0.0475 | 0.0266 | 0.095 | 0.076
|  | 96 | #NAME? | 96 | 0.048696 | 0.01632 | 0.096 | 0.096 | 0.04224 | 0.02112 | 0.096 | 0.08832 | 0.048 | 0.02688 | 0.096 | 0.0768
|  | 97 | #NAME? | 97 | 0.049203 | 0.01649 | 0.097 | 0.097 | 0.04268 | 0.02134 | 0.097 | 0.08924 | 0.0485 | 0.02716 | 0.097 | 0.0776
|  | 98 | #NAME? | 98 | 0.04971 | 0.01666 | 0.098 | 0.098 | 0.04312 | 0.02156 | 0.098 | 0.09016 | 0.049 | 0.02744 | 0.098 | 0.0784
|  | 99 | #NAME? | 99 | 0.050217 | 0.01683 | 0.099 | 0.099 | 0.04356 | 0.02178 | 0.099 | 0.09108 | 0.0495 | 0.02772 | 0.099 | 0.0792
|  | 100 | #NAME? | 100 | 0.050725 | 0.017 | 0.1 | 0.1 | 0.044 | 0.022 | 0.1 | 0.092 | 0.05 | 0.028 | 0.1 | 0.08
|  | 101 | #NAME? | 101 | 0.051232 | 0.01752 | 0.1011 | 0.1012 | 0.04444 | 0.02263 | 0.10135 | 0.09341 | 0.0505 | 0.02883 | 0.1018 | 0.0817
|  | 102 | #NAME? | 102 | 0.051739 | 0.01804 | 0.1022 | 0.1024 | 0.04488 | 0.02326 | 0.1027 | 0.09482 | 0.051 | 0.02966 | 0.1036 | 0.0834
|  | 103 | #NAME? | 103 | 0.052246 | 0.01856 | 0.1033 | 0.1036 | 0.04532 | 0.02389 | 0.10405 | 0.09623 | 0.0515 | 0.03049 | 0.1054 | 0.0851
|  | 104 | #NAME? | 104 | 0.052754 | 0.01908 | 0.1044 | 0.1048 | 0.04576 | 0.02452 | 0.1054 | 0.09764 | 0.052 | 0.03132 | 0.1072 | 0.0868
|  | 105 | #NAME? | 105 | 0.053261 | 0.0196 | 0.1055 | 0.106 | 0.0462 | 0.02515 | 0.10675 | 0.09905 | 0.0525 | 0.03215 | 0.109 | 0.0885
|  | 106 | #NAME? | 106 | 0.053768 | 0.02012 | 0.1066 | 0.1072 | 0.04664 | 0.02578 | 0.1081 | 0.10046 | 0.053 | 0.03298 | 0.1108 | 0.0902
|  | 107 | #NAME? | 107 | 0.054275 | 0.02064 | 0.1077 | 0.1084 | 0.04708 | 0.02641 | 0.10945 | 0.10187 | 0.0535 | 0.03381 | 0.1126 | 0.0919
|  | 108 | #NAME? | 108 | 0.054783 | 0.02116 | 0.1088 | 0.1096 | 0.04752 | 0.02704 | 0.1108 | 0.10328 | 0.054 | 0.03464 | 0.1144 | 0.0936
|  | 109 | #NAME? | 109 | 0.05529 | 0.02168 | 0.1099 | 0.1108 | 0.04796 | 0.02767 | 0.11215 | 0.10469 | 0.0545 | 0.03547 | 0.1162 | 0.0953
|  | 110 | #NAME? | 110 | 0.055797 | 0.0222 | 0.111 | 0.112 | 0.0484 | 0.0283 | 0.1135 | 0.1061 | 0.055 | 0.0363 | 0.118 | 0.097
|  | 111 | #NAME? | 111 | 0.056304 | 0.02272 | 0.1121 | 0.1132 | 0.04884 | 0.02893 | 0.11485 | 0.10751 | 0.0555 | 0.03713 | 0.1198 | 0.0987
|  | 112 | #NAME? | 112 | 0.056812 | 0.02324 | 0.1132 | 0.1144 | 0.04928 | 0.02956 | 0.1162 | 0.10892 | 0.056 | 0.03796 | 0.1216 | 0.1004
|  | 113 | #NAME? | 113 | 0.057319 | 0.02376 | 0.1143 | 0.1156 | 0.04972 | 0.03019 | 0.11755 | 0.11033 | 0.0565 | 0.03879 | 0.1234 | 0.1021
|  | 114 | #NAME? | 114 | 0.057826 | 0.02428 | 0.1154 | 0.1168 | 0.05016 | 0.03082 | 0.1189 | 0.11174 | 0.057 | 0.03962 | 0.1252 | 0.1038
|  | 115 | #NAME? | 115 | 0.058333 | 0.0248 | 0.1165 | 0.118 | 0.0506 | 0.03145 | 0.12025 | 0.11315 | 0.0575 | 0.04045 | 0.127 | 0.1055
|  | 116 | #NAME? | 116 | 0.058841 | 0.02532 | 0.1176 | 0.1192 | 0.05104 | 0.03208 | 0.1216 | 0.11456 | 0.058 | 0.04128 | 0.1288 | 0.1072
|  | 117 | #NAME? | 117 | 0.059348 | 0.02584 | 0.1187 | 0.1204 | 0.05148 | 0.03271 | 0.12295 | 0.11597 | 0.0585 | 0.04211 | 0.1306 | 0.1089
|  | 118 | #NAME? | 118 | 0.059855 | 0.02636 | 0.1198 | 0.1216 | 0.05192 | 0.03334 | 0.1243 | 0.11738 | 0.059 | 0.04294 | 0.1324 | 0.1106
|  | 119 | #NAME? | 119 | 0.060362 | 0.02688 | 0.1209 | 0.1228 | 0.05236 | 0.03397 | 0.12565 | 0.11879 | 0.0595 | 0.04377 | 0.1342 | 0.1123
|  | 120 | #NAME? | 120 | 0.06087 | 0.0274 | 0.122 | 0.124 | 0.0528 | 0.0346 | 0.127 | 0.1202 | 0.06 | 0.0446 | 0.136 | 0.114
|  | 121 | #NAME? | 121 | 0.061377 | 0.02792 | 0.1231 | 0.1252 | 0.05324 | 0.03523 | 0.12835 | 0.12161 | 0.0605 | 0.04543 | 0.1378 | 0.1157
|  | 122 | #NAME? | 122 | 0.061884 | 0.02844 | 0.1242 | 0.1264 | 0.05368 | 0.03586 | 0.1297 | 0.12302 | 0.061 | 0.04626 | 0.1396 | 0.1174
|  | 123 | #NAME? | 123 | 0.062391 | 0.02896 | 0.1253 | 0.1276 | 0.05412 | 0.03649 | 0.13105 | 0.12443 | 0.0615 | 0.04709 | 0.1414 | 0.1191
|  | 124 | #NAME? | 124 | 0.062899 | 0.02948 | 0.1264 | 0.1288 | 0.05456 | 0.03712 | 0.1324 | 0.12584 | 0.062 | 0.04792 | 0.1432 | 0.1208
|  | 125 | #NAME? | 125 | 0.063406 | 0.03 | 0.1275 | 0.13 | 0.055 | 0.03775 | 0.13375 | 0.12725 | 0.0625 | 0.04875 | 0.145 | 0.1225
|  | 126 | #NAME? | 126 | 0.063913 | 0.03052 | 0.1286 | 0.1312 | 0.05544 | 0.03838 | 0.1351 | 0.12866 | 0.063 | 0.04958 | 0.1468 | 0.1242
|  | 127 | #NAME? | 127 | 0.06442 | 0.03104 | 0.1297 | 0.1324 | 0.05588 | 0.03901 | 0.13645 | 0.13007 | 0.0635 | 0.05041 | 0.1486 | 0.1259
|  | 128 | #NAME? | 128 | 0.064928 | 0.03156 | 0.1308 | 0.1336 | 0.05632 | 0.03964 | 0.1378 | 0.13148 | 0.064 | 0.05124 | 0.1504 | 0.1276
|  | 129 | #NAME? | 129 | 0.065435 | 0.03208 | 0.1319 | 0.1348 | 0.05676 | 0.04027 | 0.13915 | 0.13289 | 0.0645 | 0.05207 | 0.1522 | 0.1293
|  | 130 | #NAME? | 130 | 0.065942 | 0.0326 | 0.133 | 0.136 | 0.0572 | 0.0409 | 0.1405 | 0.1343 | 0.065 | 0.0529 | 0.154 | 0.131
|  | 131 | #NAME? | 131 | 0.066449 | 0.03312 | 0.1341 | 0.1372 | 0.05764 | 0.04153 | 0.14185 | 0.13571 | 0.0655 | 0.05373 | 0.1558 | 0.1327
|  | 132 | #NAME? | 132 | 0.066957 | 0.03364 | 0.1352 | 0.1384 | 0.05808 | 0.04216 | 0.1432 | 0.13712 | 0.066 | 0.05456 | 0.1576 | 0.1344
|  | 133 | #NAME? | 133 | 0.067464 | 0.03416 | 0.1363 | 0.1396 | 0.05852 | 0.04279 | 0.14455 | 0.13853 | 0.0665 | 0.05539 | 0.1594 | 0.1361
|  | 134 | #NAME? | 134 | 0.067971 | 0.03468 | 0.1374 | 0.1408 | 0.05896 | 0.04342 | 0.1459 | 0.13994 | 0.067 | 0.05622 | 0.1612 | 0.1378
|  | 135 | #NAME? | 135 | 0.068478 | 0.0352 | 0.1385 | 0.142 | 0.0594 | 0.04405 | 0.14725 | 0.14135 | 0.0675 | 0.05705 | 0.163 | 0.1395
|  | 136 | #NAME? | 136 | 0.068986 | 0.03572 | 0.1396 | 0.1432 | 0.05984 | 0.04468 | 0.1486 | 0.14276 | 0.068 | 0.05788 | 0.1648 | 0.1412
|  | 137 | #NAME? | 137 | 0.069493 | 0.03624 | 0.1407 | 0.1444 | 0.06028 | 0.04531 | 0.14995 | 0.14417 | 0.0685 | 0.05871 | 0.1666 | 0.1429
|  | 138 | #NAME? | 138 | 0.07 | 0.03676 | 0.1418 | 0.1456 | 0.06072 | 0.04594 | 0.1513 | 0.14558 | 0.069 | 0.05954 | 0.1684 | 0.1446
|  | 139 | #NAME? | 139 | 0.070507 | 0.03728 | 0.1429 | 0.1468 | 0.06116 | 0.04657 | 0.15265 | 0.14699 | 0.0695 | 0.06037 | 0.1702 | 0.1463
|  | 140 | #NAME? | 140 | 0.071014 | 0.0378 | 0.144 | 0.148 | 0.0616 | 0.0472 | 0.154 | 0.1484 | 0.07 | 0.0612 | 0.172 | 0.148
|  | 141 | #NAME? | 141 | 0.071522 | 0.03832 | 0.1451 | 0.1492 | 0.06204 | 0.04783 | 0.15535 | 0.14981 | 0.0705 | 0.06203 | 0.1738 | 0.1497
|  | 142 | #NAME? | 142 | 0.072029 | 0.03884 | 0.1462 | 0.1504 | 0.06248 | 0.04846 | 0.1567 | 0.15122 | 0.071 | 0.06286 | 0.1756 | 0.1514
|  | 143 | #NAME? | 143 | 0.072536 | 0.03936 | 0.1473 | 0.1516 | 0.06292 | 0.04909 | 0.15805 | 0.15263 | 0.0715 | 0.06369 | 0.1774 | 0.1531
|  | 144 | #NAME? | 144 | 0.073043 | 0.03988 | 0.1484 | 0.1528 | 0.06336 | 0.04972 | 0.1594 | 0.15404 | 0.072 | 0.06452 | 0.1792 | 0.1548
|  | 145 | #NAME? | 145 | 0.073551 | 0.0404 | 0.1495 | 0.154 | 0.0638 | 0.05035 | 0.16075 | 0.15545 | 0.0725 | 0.06535 | 0.181 | 0.1565
|  | 146 | #NAME? | 146 | 0.074058 | 0.04092 | 0.1506 | 0.1552 | 0.06424 | 0.05098 | 0.1621 | 0.15686 | 0.073 | 0.06618 | 0.1828 | 0.1582
|  | 147 | #NAME? | 147 | 0.074565 | 0.04144 | 0.1517 | 0.1564 | 0.06468 | 0.05161 | 0.16345 | 0.15827 | 0.0735 | 0.06701 | 0.1846 | 0.1599
|  | 148 | #NAME? | 148 | 0.075072 | 0.04196 | 0.1528 | 0.1576 | 0.06512 | 0.05224 | 0.1648 | 0.15968 | 0.074 | 0.06784 | 0.1864 | 0.1616
|  | 149 | #NAME? | 149 | 0.07558 | 0.04248 | 0.1539 | 0.1588 | 0.06556 | 0.05287 | 0.16615 | 0.16109 | 0.0745 | 0.06867 | 0.1882 | 0.1633
|  | 150 | #NAME? | 150 | 0.076087 | 0.043 | 0.155 | 0.16 | 0.066 | 0.0535 | 0.1675 | 0.1625 | 0.075 | 0.0695 | 0.19 | 0.165
|  | 151 | #NAME? | 151 | 0.076594 | 0.04352 | 0.1561 | 0.1612 | 0.06644 | 0.05413 | 0.16885 | 0.16391 | 0.0755 | 0.07033 | 0.1918 | 0.1667
|  | 152 | #NAME? | 152 | 0.077101 | 0.04404 | 0.1572 | 0.1624 | 0.06688 | 0.05476 | 0.1702 | 0.16532 | 0.076 | 0.07116 | 0.1936 | 0.1684
|  | 153 | #NAME? | 153 | 0.077609 | 0.04456 | 0.1583 | 0.1636 | 0.06732 | 0.05539 | 0.17155 | 0.16673 | 0.0765 | 0.07199 | 0.1954 | 0.1701
|  | 154 | #NAME? | 154 | 0.078116 | 0.04508 | 0.1594 | 0.1648 | 0.06776 | 0.05602 | 0.1729 | 0.16814 | 0.077 | 0.07282 | 0.1972 | 0.1718
|  | 155 | #NAME? | 155 | 0.078623 | 0.0456 | 0.1605 | 0.166 | 0.0682 | 0.05665 | 0.17425 | 0.16955 | 0.0775 | 0.07365 | 0.199 | 0.1735
|  | 156 | #NAME? | 156 | 0.07913 | 0.04612 | 0.1616 | 0.1672 | 0.06864 | 0.05728 | 0.1756 | 0.17096 | 0.078 | 0.07448 | 0.2008 | 0.1752
|  | 157 | #NAME? | 157 | 0.079638 | 0.04664 | 0.1627 | 0.1684 | 0.06908 | 0.05791 | 0.17695 | 0.17237 | 0.0785 | 0.07531 | 0.2026 | 0.1769
|  | 158 | #NAME? | 158 | 0.080145 | 0.04716 | 0.1638 | 0.1696 | 0.06952 | 0.05854 | 0.1783 | 0.17378 | 0.079 | 0.07614 | 0.2044 | 0.1786
|  | 159 | #NAME? | 159 | 0.080652 | 0.04768 | 0.1649 | 0.1708 | 0.06996 | 0.05917 | 0.17965 | 0.17519 | 0.0795 | 0.07697 | 0.2062 | 0.1803
|  | 160 | #NAME? | 160 | 0.081159 | 0.0482 | 0.166 | 0.172 | 0.0704 | 0.0598 | 0.181 | 0.1766 | 0.08 | 0.0778 | 0.208 | 0.182
|  | 161 | #NAME? | 161 | 0.081667 | 0.04872 | 0.1671 | 0.1732 | 0.07084 | 0.06043 | 0.18235 | 0.17801 | 0.0805 | 0.07863 | 0.2098 | 0.1837
|  | 162 | #NAME? | 162 | 0.082174 | 0.04924 | 0.1682 | 0.1744 | 0.07128 | 0.06106 | 0.1837 | 0.17942 | 0.081 | 0.07946 | 0.2116 | 0.1854
|  | 163 | #NAME? | 163 | 0.082681 | 0.04976 | 0.1693 | 0.1756 | 0.07172 | 0.06169 | 0.18505 | 0.18083 | 0.0815 | 0.08029 | 0.2134 | 0.1871
|  | 164 | #NAME? | 164 | 0.083188 | 0.05028 | 0.1704 | 0.1768 | 0.07216 | 0.06232 | 0.1864 | 0.18224 | 0.082 | 0.08112 | 0.2152 | 0.1888
|  | 165 | #NAME? | 165 | 0.083696 | 0.0508 | 0.1715 | 0.178 | 0.0726 | 0.06295 | 0.18775 | 0.18365 | 0.0825 | 0.08195 | 0.217 | 0.1905
|  | 166 | #NAME? | 166 | 0.084203 | 0.05132 | 0.1726 | 0.1792 | 0.07304 | 0.06358 | 0.1891 | 0.18506 | 0.083 | 0.08278 | 0.2188 | 0.1922
|  | 167 | #NAME? | 167 | 0.08471 | 0.05184 | 0.1737 | 0.1804 | 0.07348 | 0.06421 | 0.19045 | 0.18647 | 0.0835 | 0.08361 | 0.2206 | 0.1939
|  | 168 | #NAME? | 168 | 0.085217 | 0.05236 | 0.1748 | 0.1816 | 0.07392 | 0.06484 | 0.1918 | 0.18788 | 0.084 | 0.08444 | 0.2224 | 0.1956
|  | 169 | #NAME? | 169 | 0.085725 | 0.05288 | 0.1759 | 0.1828 | 0.07436 | 0.06547 | 0.19315 | 0.18929 | 0.0845 | 0.08527 | 0.2242 | 0.1973
|  | 170 | #NAME? | 170 | 0.086232 | 0.0534 | 0.177 | 0.184 | 0.0748 | 0.0661 | 0.1945 | 0.1907 | 0.085 | 0.0861 | 0.226 | 0.199
|  | 171 | #NAME? | 171 | 0.086739 | 0.05392 | 0.1781 | 0.1852 | 0.07524 | 0.06673 | 0.19585 | 0.19211 | 0.0855 | 0.08693 | 0.2278 | 0.2007
|  | 172 | #NAME? | 172 | 0.087246 | 0.05444 | 0.1792 | 0.1864 | 0.07568 | 0.06736 | 0.1972 | 0.19352 | 0.086 | 0.08776 | 0.2296 | 0.2024
|  | 173 | #NAME? | 173 | 0.087754 | 0.05496 | 0.1803 | 0.1876 | 0.07612 | 0.06799 | 0.19855 | 0.19493 | 0.0865 | 0.08859 | 0.2314 | 0.2041
|  | 174 | #NAME? | 174 | 0.088261 | 0.05548 | 0.1814 | 0.1888 | 0.07656 | 0.06862 | 0.1999 | 0.19634 | 0.087 | 0.08942 | 0.2332 | 0.2058
|  | 175 | #NAME? | 175 | 0.088768 | 0.056 | 0.1825 | 0.19 | 0.077 | 0.06925 | 0.20125 | 0.19775 | 0.0875 | 0.09025 | 0.235 | 0.2075
|  | 176 | #NAME? | 176 | 0.089275 | 0.05652 | 0.1836 | 0.1912 | 0.07744 | 0.06988 | 0.2026 | 0.19916 | 0.088 | 0.09108 | 0.2368 | 0.2092
|  | 177 | #NAME? | 177 | 0.089783 | 0.05704 | 0.1847 | 0.1924 | 0.07788 | 0.07051 | 0.20395 | 0.20057 | 0.0885 | 0.09191 | 0.2386 | 0.2109
|  | 178 | #NAME? | 178 | 0.09029 | 0.05756 | 0.1858 | 0.1936 | 0.07832 | 0.07114 | 0.2053 | 0.20198 | 0.089 | 0.09274 | 0.2404 | 0.2126
|  | 179 | #NAME? | 179 | 0.090797 | 0.05808 | 0.1869 | 0.1948 | 0.07876 | 0.07177 | 0.20665 | 0.20339 | 0.0895 | 0.09357 | 0.2422 | 0.2143
|  | 180 | #NAME? | 180 | 0.091304 | 0.0586 | 0.188 | 0.196 | 0.0792 | 0.0724 | 0.208 | 0.2048 | 0.09 | 0.0944 | 0.244 | 0.216
|  | 181 | #NAME? | 181 | 0.091812 | 0.05912 | 0.1891 | 0.1972 | 0.07964 | 0.07303 | 0.20935 | 0.20621 | 0.0905 | 0.09523 | 0.2458 | 0.2177
|  | 182 | #NAME? | 182 | 0.092319 | 0.05964 | 0.1902 | 0.1984 | 0.08008 | 0.07366 | 0.2107 | 0.20762 | 0.091 | 0.09606 | 0.2476 | 0.2194
|  | 183 | #NAME? | 183 | 0.092826 | 0.06016 | 0.1913 | 0.1996 | 0.08052 | 0.07429 | 0.21205 | 0.20903 | 0.0915 | 0.09689 | 0.2494 | 0.2211
|  | 184 | #NAME? | 184 | 0.093333 | 0.06068 | 0.1924 | 0.2008 | 0.08096 | 0.07492 | 0.2134 | 0.21044 | 0.092 | 0.09772 | 0.2512 | 0.2228
|  | 185 | #NAME? | 185 | 0.093841 | 0.0612 | 0.1935 | 0.202 | 0.0814 | 0.07555 | 0.21475 | 0.21185 | 0.0925 | 0.09855 | 0.253 | 0.2245
|  | 186 | #NAME? | 186 | 0.094348 | 0.06172 | 0.1946 | 0.2032 | 0.08184 | 0.07618 | 0.2161 | 0.21326 | 0.093 | 0.09938 | 0.2548 | 0.2262
|  | 187 | #NAME? | 187 | 0.094855 | 0.06224 | 0.1957 | 0.2044 | 0.08228 | 0.07681 | 0.21745 | 0.21467 | 0.0935 | 0.10021 | 0.2566 | 0.2279
|  | 188 | #NAME? | 188 | 0.095362 | 0.06276 | 0.1968 | 0.2056 | 0.08272 | 0.07744 | 0.2188 | 0.21608 | 0.094 | 0.10104 | 0.2584 | 0.2296
|  | 189 | #NAME? | 189 | 0.09587 | 0.06328 | 0.1979 | 0.2068 | 0.08316 | 0.07807 | 0.22015 | 0.21749 | 0.0945 | 0.10187 | 0.2602 | 0.2313
|  | 190 | #NAME? | 190 | 0.096377 | 0.0638 | 0.199 | 0.208 | 0.0836 | 0.0787 | 0.2215 | 0.2189 | 0.095 | 0.1027 | 0.262 | 0.233
|  | 191 | #NAME? | 191 | 0.096884 | 0.06432 | 0.2001 | 0.2092 | 0.08404 | 0.07933 | 0.22285 | 0.22031 | 0.0955 | 0.10353 | 0.2638 | 0.2347
|  | 192 | #NAME? | 192 | 0.097391 | 0.06484 | 0.2012 | 0.2104 | 0.08448 | 0.07996 | 0.2242 | 0.22172 | 0.096 | 0.10436 | 0.2656 | 0.2364
|  | 193 | #NAME? | 193 | 0.097899 | 0.06536 | 0.2023 | 0.2116 | 0.08492 | 0.08059 | 0.22555 | 0.22313 | 0.0965 | 0.10519 | 0.2674 | 0.2381
|  | 194 | #NAME? | 194 | 0.098406 | 0.06588 | 0.2034 | 0.2128 | 0.08536 | 0.08122 | 0.2269 | 0.22454 | 0.097 | 0.10602 | 0.2692 | 0.2398
|  | 195 | #NAME? | 195 | 0.098913 | 0.0664 | 0.2045 | 0.214 | 0.0858 | 0.08185 | 0.22825 | 0.22595 | 0.0975 | 0.10685 | 0.271 | 0.2415
|  | 196 | #NAME? | 196 | 0.09942 | 0.06692 | 0.2056 | 0.2152 | 0.08624 | 0.08248 | 0.2296 | 0.22736 | 0.098 | 0.10768 | 0.2728 | 0.2432
|  | 197 | #NAME? | 197 | 0.099928 | 0.06744 | 0.2067 | 0.2164 | 0.08668 | 0.08311 | 0.23095 | 0.22877 | 0.0985 | 0.10851 | 0.2746 | 0.2449
|  | 198 | #NAME? | 198 | 0.10043 | 0.06796 | 0.2078 | 0.2176 | 0.08712 | 0.08374 | 0.2323 | 0.23018 | 0.099 | 0.10934 | 0.2764 | 0.2466
|  | 199 | #NAME? | 199 | 0.10094 | 0.06848 | 0.2089 | 0.2188 | 0.08756 | 0.08437 | 0.23365 | 0.23159 | 0.0995 | 0.11017 | 0.2782 | 0.2483
|  | 200 | #NAME? | 200 | 0.10145 | 0.069 | 0.21 | 0.22 | 0.088 | 0.085 | 0.235 | 0.233 | 0.1 | 0.111 | 0.28 | 0.25
|  | 201 | #NAME? | 201 | 0.10196 | 0.06987 | 0.2114 | 0.2217 | 0.08888 | 0.08607 | 0.23672 | 0.2352 | 0.101 | 0.1124 | 0.2823 | 0.2529
|  | 202 | #NAME? | 202 | 0.10246 | 0.07074 | 0.2128 | 0.2234 | 0.08976 | 0.08714 | 0.23844 | 0.2374 | 0.102 | 0.1138 | 0.2846 | 0.2558
|  | 203 | #NAME? | 203 | 0.10297 | 0.07161 | 0.2142 | 0.2251 | 0.09064 | 0.08821 | 0.24016 | 0.2396 | 0.103 | 0.1152 | 0.2869 | 0.2587
|  | 204 | #NAME? | 204 | 0.10348 | 0.07248 | 0.2156 | 0.2268 | 0.09152 | 0.08928 | 0.24188 | 0.2418 | 0.104 | 0.1166 | 0.2892 | 0.2616
|  | 205 | #NAME? | 205 | 0.10399 | 0.07335 | 0.217 | 0.2285 | 0.0924 | 0.09035 | 0.2436 | 0.244 | 0.105 | 0.118 | 0.2915 | 0.2645
|  | 206 | #NAME? | 206 | 0.10449 | 0.07422 | 0.2184 | 0.2302 | 0.09328 | 0.09142 | 0.24532 | 0.2462 | 0.106 | 0.1194 | 0.2938 | 0.2674
|  | 207 | #NAME? | 207 | 0.105 | 0.07509 | 0.2198 | 0.2319 | 0.09416 | 0.09249 | 0.24704 | 0.2484 | 0.107 | 0.1208 | 0.2961 | 0.2703
|  | 208 | #NAME? | 208 | 0.10551 | 0.07596 | 0.2212 | 0.2336 | 0.09504 | 0.09356 | 0.24876 | 0.2506 | 0.108 | 0.1222 | 0.2984 | 0.2732
|  | 209 | #NAME? | 209 | 0.10601 | 0.07683 | 0.2226 | 0.2353 | 0.09592 | 0.09463 | 0.25048 | 0.2528 | 0.109 | 0.1236 | 0.3007 | 0.2761
|  | 210 | #NAME? | 210 | 0.10652 | 0.0777 | 0.224 | 0.237 | 0.0968 | 0.0957 | 0.2522 | 0.255 | 0.11 | 0.125 | 0.303 | 0.279
|  | 211 | #NAME? | 211 | 0.10703 | 0.07857 | 0.2254 | 0.2387 | 0.09768 | 0.09677 | 0.25392 | 0.2572 | 0.111 | 0.1264 | 0.3053 | 0.2819
|  | 212 | #NAME? | 212 | 0.10754 | 0.07944 | 0.2268 | 0.2404 | 0.09856 | 0.09784 | 0.25564 | 0.2594 | 0.112 | 0.1278 | 0.3076 | 0.2848
|  | 213 | #NAME? | 213 | 0.10804 | 0.08031 | 0.2282 | 0.2421 | 0.09944 | 0.09891 | 0.25736 | 0.2616 | 0.113 | 0.1292 | 0.3099 | 0.2877
|  | 214 | #NAME? | 214 | 0.10855 | 0.08118 | 0.2296 | 0.2438 | 0.10032 | 0.09998 | 0.25908 | 0.2638 | 0.114 | 0.1306 | 0.3122 | 0.2906
|  | 215 | #NAME? | 215 | 0.10906 | 0.08205 | 0.231 | 0.2455 | 0.1012 | 0.10105 | 0.2608 | 0.266 | 0.115 | 0.132 | 0.3145 | 0.2935
|  | 216 | #NAME? | 216 | 0.10957 | 0.08292 | 0.2324 | 0.2472 | 0.10208 | 0.10212 | 0.26252 | 0.2682 | 0.116 | 0.1334 | 0.3168 | 0.2964
|  | 217 | #NAME? | 217 | 0.11007 | 0.08379 | 0.2338 | 0.2489 | 0.10296 | 0.10319 | 0.26424 | 0.2704 | 0.117 | 0.1348 | 0.3191 | 0.2993
|  | 218 | #NAME? | 218 | 0.11058 | 0.08466 | 0.2352 | 0.2506 | 0.10384 | 0.10426 | 0.26596 | 0.2726 | 0.118 | 0.1362 | 0.3214 | 0.3022
|  | 219 | #NAME? | 219 | 0.11109 | 0.08553 | 0.2366 | 0.2523 | 0.10472 | 0.10533 | 0.26768 | 0.2748 | 0.119 | 0.1376 | 0.3237 | 0.3051
|  | 220 | #NAME? | 220 | 0.11159 | 0.0864 | 0.238 | 0.254 | 0.1056 | 0.1064 | 0.2694 | 0.277 | 0.12 | 0.139 | 0.326 | 0.308
|  | 221 | #NAME? | 221 | 0.1121 | 0.08727 | 0.2394 | 0.2557 | 0.10648 | 0.10747 | 0.27112 | 0.2792 | 0.121 | 0.1404 | 0.3283 | 0.3109
|  | 222 | #NAME? | 222 | 0.11261 | 0.08814 | 0.2408 | 0.2574 | 0.10736 | 0.10854 | 0.27284 | 0.2814 | 0.122 | 0.1418 | 0.3306 | 0.3138
|  | 223 | #NAME? | 223 | 0.11312 | 0.08901 | 0.2422 | 0.2591 | 0.10824 | 0.10961 | 0.27456 | 0.2836 | 0.123 | 0.1432 | 0.3329 | 0.3167
|  | 224 | #NAME? | 224 | 0.11362 | 0.08988 | 0.2436 | 0.2608 | 0.10912 | 0.11068 | 0.27628 | 0.2858 | 0.124 | 0.1446 | 0.3352 | 0.3196
|  | 225 | #NAME? | 225 | 0.11413 | 0.09075 | 0.245 | 0.2625 | 0.11 | 0.11175 | 0.278 | 0.288 | 0.125 | 0.146 | 0.3375 | 0.3225
|  | 226 | #NAME? | 226 | 0.11464 | 0.09162 | 0.2464 | 0.2642 | 0.11088 | 0.11282 | 0.27972 | 0.2902 | 0.126 | 0.1474 | 0.3398 | 0.3254
|  | 227 | #NAME? | 227 | 0.11514 | 0.09249 | 0.2478 | 0.2659 | 0.11176 | 0.11389 | 0.28144 | 0.2924 | 0.127 | 0.1488 | 0.3421 | 0.3283
|  | 228 | #NAME? | 228 | 0.11565 | 0.09336 | 0.2492 | 0.2676 | 0.11264 | 0.11496 | 0.28316 | 0.2946 | 0.128 | 0.1502 | 0.3444 | 0.3312
|  | 229 | #NAME? | 229 | 0.11616 | 0.09423 | 0.2506 | 0.2693 | 0.11352 | 0.11603 | 0.28488 | 0.2968 | 0.129 | 0.1516 | 0.3467 | 0.3341
|  | 230 | #NAME? | 230 | 0.11667 | 0.0951 | 0.252 | 0.271 | 0.1144 | 0.1171 | 0.2866 | 0.299 | 0.13 | 0.153 | 0.349 | 0.337
|  | 231 | #NAME? | 231 | 0.11717 | 0.09597 | 0.2534 | 0.2727 | 0.11528 | 0.11817 | 0.28832 | 0.3012 | 0.131 | 0.1544 | 0.3513 | 0.3399
|  | 232 | #NAME? | 232 | 0.11768 | 0.09684 | 0.2548 | 0.2744 | 0.11616 | 0.11924 | 0.29004 | 0.3034 | 0.132 | 0.1558 | 0.3536 | 0.3428
|  | 233 | #NAME? | 233 | 0.11819 | 0.09771 | 0.2562 | 0.2761 | 0.11704 | 0.12031 | 0.29176 | 0.3056 | 0.133 | 0.1572 | 0.3559 | 0.3457
|  | 234 | #NAME? | 234 | 0.1187 | 0.09858 | 0.2576 | 0.2778 | 0.11792 | 0.12138 | 0.29348 | 0.3078 | 0.134 | 0.1586 | 0.3582 | 0.3486
|  | 235 | #NAME? | 235 | 0.1192 | 0.09945 | 0.259 | 0.2795 | 0.1188 | 0.12245 | 0.2952 | 0.31 | 0.135 | 0.16 | 0.3605 | 0.3515
|  | 236 | #NAME? | 236 | 0.11971 | 0.10032 | 0.2604 | 0.2812 | 0.11968 | 0.12352 | 0.29692 | 0.3122 | 0.136 | 0.1614 | 0.3628 | 0.3544
|  | 237 | #NAME? | 237 | 0.12022 | 0.10119 | 0.2618 | 0.2829 | 0.12056 | 0.12459 | 0.29864 | 0.3144 | 0.137 | 0.1628 | 0.3651 | 0.3573
|  | 238 | #NAME? | 238 | 0.12072 | 0.10206 | 0.2632 | 0.2846 | 0.12144 | 0.12566 | 0.30036 | 0.3166 | 0.138 | 0.1642 | 0.3674 | 0.3602
|  | 239 | #NAME? | 239 | 0.12123 | 0.10293 | 0.2646 | 0.2863 | 0.12232 | 0.12673 | 0.30208 | 0.3188 | 0.139 | 0.1656 | 0.3697 | 0.3631
|  | 240 | #NAME? | 240 | 0.12174 | 0.1038 | 0.266 | 0.288 | 0.1232 | 0.1278 | 0.3038 | 0.321 | 0.14 | 0.167 | 0.372 | 0.366
|  | 241 | #NAME? | 241 | 0.12225 | 0.10467 | 0.2674 | 0.2897 | 0.12408 | 0.12887 | 0.30552 | 0.3232 | 0.141 | 0.1684 | 0.3743 | 0.3689
|  | 242 | #NAME? | 242 | 0.12275 | 0.10554 | 0.2688 | 0.2914 | 0.12496 | 0.12994 | 0.30724 | 0.3254 | 0.142 | 0.1698 | 0.3766 | 0.3718
|  | 243 | #NAME? | 243 | 0.12326 | 0.10641 | 0.2702 | 0.2931 | 0.12584 | 0.13101 | 0.30896 | 0.3276 | 0.143 | 0.1712 | 0.3789 | 0.3747
|  | 244 | #NAME? | 244 | 0.12377 | 0.10728 | 0.2716 | 0.2948 | 0.12672 | 0.13208 | 0.31068 | 0.3298 | 0.144 | 0.1726 | 0.3812 | 0.3776
|  | 245 | #NAME? | 245 | 0.12428 | 0.10815 | 0.273 | 0.2965 | 0.1276 | 0.13315 | 0.3124 | 0.332 | 0.145 | 0.174 | 0.3835 | 0.3805
|  | 246 | #NAME? | 246 | 0.12478 | 0.10902 | 0.2744 | 0.2982 | 0.12848 | 0.13422 | 0.31412 | 0.3342 | 0.146 | 0.1754 | 0.3858 | 0.3834
|  | 247 | #NAME? | 247 | 0.12529 | 0.10989 | 0.2758 | 0.2999 | 0.12936 | 0.13529 | 0.31584 | 0.3364 | 0.147 | 0.1768 | 0.3881 | 0.3863
|  | 248 | #NAME? | 248 | 0.1258 | 0.11076 | 0.2772 | 0.3016 | 0.13024 | 0.13636 | 0.31756 | 0.3386 | 0.148 | 0.1782 | 0.3904 | 0.3892
|  | 249 | #NAME? | 249 | 0.1263 | 0.11163 | 0.2786 | 0.3033 | 0.13112 | 0.13743 | 0.31928 | 0.3408 | 0.149 | 0.1796 | 0.3927 | 0.3921
|  | 250 | #NAME? | 250 | 0.12681 | 0.1125 | 0.28 | 0.305 | 0.132 | 0.1385 | 0.321 | 0.343 | 0.15 | 0.181 | 0.395 | 0.395
|  | 251 | #NAME? | 251 | 0.12732 | 0.11337 | 0.2814 | 0.3067 | 0.13288 | 0.13957 | 0.32272 | 0.3452 | 0.151 | 0.1824 | 0.3973 | 0.3979
|  | 252 | #NAME? | 252 | 0.12783 | 0.11424 | 0.2828 | 0.3084 | 0.13376 | 0.14064 | 0.32444 | 0.3474 | 0.152 | 0.1838 | 0.3996 | 0.4008
|  | 253 | #NAME? | 253 | 0.12833 | 0.11511 | 0.2842 | 0.3101 | 0.13464 | 0.14171 | 0.32616 | 0.3496 | 0.153 | 0.1852 | 0.4019 | 0.4037
|  | 254 | #NAME? | 254 | 0.12884 | 0.11598 | 0.2856 | 0.3118 | 0.13552 | 0.14278 | 0.32788 | 0.3518 | 0.154 | 0.1866 | 0.4042 | 0.4066
|  | 255 | #NAME? | 255 | 0.12935 | 0.11685 | 0.287 | 0.3135 | 0.1364 | 0.14385 | 0.3296 | 0.354 | 0.155 | 0.188 | 0.4065 | 0.4095
|  | 256 | #NAME? | 256 | 0.12986 | 0.11772 | 0.2884 | 0.3152 | 0.13728 | 0.14492 | 0.33132 | 0.3562 | 0.156 | 0.1894 | 0.4088 | 0.4124
|  | 257 | #NAME? | 257 | 0.13036 | 0.11859 | 0.2898 | 0.3169 | 0.13816 | 0.14599 | 0.33304 | 0.3584 | 0.157 | 0.1908 | 0.4111 | 0.4153
|  | 258 | #NAME? | 258 | 0.13087 | 0.11946 | 0.2912 | 0.3186 | 0.13904 | 0.14706 | 0.33476 | 0.3606 | 0.158 | 0.1922 | 0.4134 | 0.4182
|  | 259 | #NAME? | 259 | 0.13138 | 0.12033 | 0.2926 | 0.3203 | 0.13992 | 0.14813 | 0.33648 | 0.3628 | 0.159 | 0.1936 | 0.4157 | 0.4211
|  | 260 | #NAME? | 260 | 0.13188 | 0.1212 | 0.294 | 0.322 | 0.1408 | 0.1492 | 0.3382 | 0.365 | 0.16 | 0.195 | 0.418 | 0.424
|  | 261 | #NAME? | 261 | 0.13239 | 0.12207 | 0.2954 | 0.3237 | 0.14168 | 0.15027 | 0.33992 | 0.3672 | 0.161 | 0.1964 | 0.4203 | 0.4269
|  | 262 | #NAME? | 262 | 0.1329 | 0.12294 | 0.2968 | 0.3254 | 0.14256 | 0.15134 | 0.34164 | 0.3694 | 0.162 | 0.1978 | 0.4226 | 0.4298
|  | 263 | #NAME? | 263 | 0.13341 | 0.12381 | 0.2982 | 0.3271 | 0.14344 | 0.15241 | 0.34336 | 0.3716 | 0.163 | 0.1992 | 0.4249 | 0.4327
|  | 264 | #NAME? | 264 | 0.13391 | 0.12468 | 0.2996 | 0.3288 | 0.14432 | 0.15348 | 0.34508 | 0.3738 | 0.164 | 0.2006 | 0.4272 | 0.4356
|  | 265 | #NAME? | 265 | 0.13442 | 0.12555 | 0.301 | 0.3305 | 0.1452 | 0.15455 | 0.3468 | 0.376 | 0.165 | 0.202 | 0.4295 | 0.4385
|  | 266 | #NAME? | 266 | 0.13493 | 0.12642 | 0.3024 | 0.3322 | 0.14608 | 0.15562 | 0.34852 | 0.3782 | 0.166 | 0.2034 | 0.4318 | 0.4414
|  | 267 | #NAME? | 267 | 0.13543 | 0.12729 | 0.3038 | 0.3339 | 0.14696 | 0.15669 | 0.35024 | 0.3804 | 0.167 | 0.2048 | 0.4341 | 0.4443
|  | 268 | #NAME? | 268 | 0.13594 | 0.12816 | 0.3052 | 0.3356 | 0.14784 | 0.15776 | 0.35196 | 0.3826 | 0.168 | 0.2062 | 0.4364 | 0.4472
|  | 269 | #NAME? | 269 | 0.13645 | 0.12903 | 0.3066 | 0.3373 | 0.14872 | 0.15883 | 0.35368 | 0.3848 | 0.169 | 0.2076 | 0.4387 | 0.4501
|  | 270 | #NAME? | 270 | 0.13696 | 0.1299 | 0.308 | 0.339 | 0.1496 | 0.1599 | 0.3554 | 0.387 | 0.17 | 0.209 | 0.441 | 0.453
|  | 271 | #NAME? | 271 | 0.13746 | 0.13077 | 0.3094 | 0.3407 | 0.15048 | 0.16097 | 0.35712 | 0.3892 | 0.171 | 0.2104 | 0.4433 | 0.4559
|  | 272 | #NAME? | 272 | 0.13797 | 0.13164 | 0.3108 | 0.3424 | 0.15136 | 0.16204 | 0.35884 | 0.3914 | 0.172 | 0.2118 | 0.4456 | 0.4588
|  | 273 | #NAME? | 273 | 0.13848 | 0.13251 | 0.3122 | 0.3441 | 0.15224 | 0.16311 | 0.36056 | 0.3936 | 0.173 | 0.2132 | 0.4479 | 0.4617
|  | 274 | #NAME? | 274 | 0.13899 | 0.13338 | 0.3136 | 0.3458 | 0.15312 | 0.16418 | 0.36228 | 0.3958 | 0.174 | 0.2146 | 0.4502 | 0.4646
|  | 275 | #NAME? | 275 | 0.13949 | 0.13425 | 0.315 | 0.3475 | 0.154 | 0.16525 | 0.364 | 0.398 | 0.175 | 0.216 | 0.4525 | 0.4675
|  | 276 | #NAME? | 276 | 0.14 | 0.13512 | 0.3164 | 0.3492 | 0.15488 | 0.16632 | 0.36572 | 0.4002 | 0.176 | 0.2174 | 0.4548 | 0.4704
|  | 277 | #NAME? | 277 | 0.14085 | 0.13599 | 0.3178 | 0.3509 | 0.15576 | 0.16739 | 0.36744 | 0.4024 | 0.177 | 0.2188 | 0.4571 | 0.4733
|  | 278 | #NAME? | 278 | 0.14169 | 0.13686 | 0.3192 | 0.3526 | 0.15664 | 0.16846 | 0.36916 | 0.4046 | 0.178 | 0.2202 | 0.4594 | 0.4762
|  | 279 | #NAME? | 279 | 0.14254 | 0.13773 | 0.3206 | 0.3543 | 0.15752 | 0.16953 | 0.37088 | 0.4068 | 0.179 | 0.2216 | 0.4617 | 0.4791
|  | 280 | #NAME? | 280 | 0.14339 | 0.1386 | 0.322 | 0.356 | 0.1584 | 0.1706 | 0.3726 | 0.409 | 0.18 | 0.223 | 0.464 | 0.482
|  | 281 | #NAME? | 281 | 0.14424 | 0.13947 | 0.3234 | 0.3577 | 0.15928 | 0.17167 | 0.37432 | 0.4112 | 0.181 | 0.2244 | 0.4663 | 0.4849
|  | 282 | #NAME? | 282 | 0.14508 | 0.14034 | 0.3248 | 0.3594 | 0.16016 | 0.17274 | 0.37604 | 0.4134 | 0.182 | 0.2258 | 0.4686 | 0.4878
|  | 283 | #NAME? | 283 | 0.14593 | 0.14121 | 0.3262 | 0.3611 | 0.16104 | 0.17381 | 0.37776 | 0.4156 | 0.183 | 0.2272 | 0.4709 | 0.4907
|  | 284 | #NAME? | 284 | 0.14678 | 0.14208 | 0.3276 | 0.3628 | 0.16192 | 0.17488 | 0.37948 | 0.4178 | 0.184 | 0.2286 | 0.4732 | 0.4936
|  | 285 | #NAME? | 285 | 0.14763 | 0.14295 | 0.329 | 0.3645 | 0.1628 | 0.17595 | 0.3812 | 0.42 | 0.185 | 0.23 | 0.4755 | 0.4965
|  | 286 | #NAME? | 286 | 0.14847 | 0.14382 | 0.3304 | 0.3662 | 0.16368 | 0.17702 | 0.38292 | 0.4222 | 0.186 | 0.2314 | 0.4778 | 0.4994
|  | 287 | #NAME? | 287 | 0.14932 | 0.14469 | 0.3318 | 0.3679 | 0.16456 | 0.17809 | 0.38464 | 0.4244 | 0.187 | 0.2328 | 0.4801 | 0.5023
|  | 288 | #NAME? | 288 | 0.15017 | 0.14556 | 0.3332 | 0.3696 | 0.16544 | 0.17916 | 0.38636 | 0.4266 | 0.188 | 0.2342 | 0.4824 | 0.5052
|  | 289 | #NAME? | 289 | 0.15102 | 0.14643 | 0.3346 | 0.3713 | 0.16632 | 0.18023 | 0.38808 | 0.4288 | 0.189 | 0.2356 | 0.4847 | 0.5081
|  | 290 | #NAME? | 290 | 0.15186 | 0.1473 | 0.336 | 0.373 | 0.1672 | 0.1813 | 0.3898 | 0.431 | 0.19 | 0.237 | 0.487 | 0.511
|  | 291 | #NAME? | 291 | 0.15271 | 0.14817 | 0.3374 | 0.3747 | 0.16808 | 0.18237 | 0.39152 | 0.4332 | 0.191 | 0.2384 | 0.4893 | 0.5139
|  | 292 | #NAME? | 292 | 0.15356 | 0.14904 | 0.3388 | 0.3764 | 0.16896 | 0.18344 | 0.39324 | 0.4354 | 0.192 | 0.2398 | 0.4916 | 0.5168
|  | 293 | #NAME? | 293 | 0.15441 | 0.14991 | 0.3402 | 0.3781 | 0.16984 | 0.18451 | 0.39496 | 0.4376 | 0.193 | 0.2412 | 0.4939 | 0.5197
|  | 294 | #NAME? | 294 | 0.15525 | 0.15078 | 0.3416 | 0.3798 | 0.17072 | 0.18558 | 0.39668 | 0.4398 | 0.194 | 0.2426 | 0.4962 | 0.5226
|  | 295 | #NAME? | 295 | 0.1561 | 0.15165 | 0.343 | 0.3815 | 0.1716 | 0.18665 | 0.3984 | 0.442 | 0.195 | 0.244 | 0.4985 | 0.5255
|  | 296 | #NAME? | 296 | 0.15695 | 0.15252 | 0.3444 | 0.3832 | 0.17248 | 0.18772 | 0.40012 | 0.4442 | 0.196 | 0.2454 | 0.5008 | 0.5284
|  | 297 | #NAME? | 297 | 0.1578 | 0.15339 | 0.3458 | 0.3849 | 0.17336 | 0.18879 | 0.40184 | 0.4464 | 0.197 | 0.2468 | 0.5031 | 0.5313
|  | 298 | #NAME? | 298 | 0.15864 | 0.15426 | 0.3472 | 0.3866 | 0.17424 | 0.18986 | 0.40356 | 0.4486 | 0.198 | 0.2482 | 0.5054 | 0.5342
|  | 299 | #NAME? | 299 | 0.15949 | 0.15513 | 0.3486 | 0.3883 | 0.17512 | 0.19093 | 0.40528 | 0.4508 | 0.199 | 0.2496 | 0.5077 | 0.5371
|  | 300 | #NAME? | 300 | 0.16034 | 0.156 | 0.35 | 0.39 | 0.176 | 0.192 | 0.407 | 0.453 | 0.2 | 0.251 | 0.51 | 0.54
|  | 301 | #NAME? | 301 | 0.16119 | 0.15722 | 0.3517 | 0.3921 | 0.17714 | 0.19348 | 0.40916 | 0.45595 | 0.2013 | 0.25295 | 0.513 | 0.5441
|  | 302 | #NAME? | 302 | 0.16203 | 0.15844 | 0.3534 | 0.3942 | 0.17829 | 0.19496 | 0.41132 | 0.4589 | 0.2026 | 0.2549 | 0.516 | 0.5482
|  | 303 | #NAME? | 303 | 0.16288 | 0.15966 | 0.3551 | 0.3963 | 0.17943 | 0.19644 | 0.41348 | 0.46185 | 0.2039 | 0.25685 | 0.519 | 0.5523
|  | 304 | #NAME? | 304 | 0.16373 | 0.16088 | 0.3568 | 0.3984 | 0.18058 | 0.19792 | 0.41564 | 0.4648 | 0.2052 | 0.2588 | 0.522 | 0.5564
|  | 305 | #NAME? | 305 | 0.16458 | 0.1621 | 0.3585 | 0.4005 | 0.18172 | 0.1994 | 0.4178 | 0.46775 | 0.2065 | 0.26075 | 0.525 | 0.5605
|  | 306 | #NAME? | 306 | 0.16542 | 0.16332 | 0.3602 | 0.4026 | 0.18286 | 0.20088 | 0.41996 | 0.4707 | 0.2078 | 0.2627 | 0.528 | 0.5646
|  | 307 | #NAME? | 307 | 0.16627 | 0.16454 | 0.3619 | 0.4047 | 0.18401 | 0.20236 | 0.42212 | 0.47365 | 0.2091 | 0.26465 | 0.531 | 0.5687
|  | 308 | #NAME? | 308 | 0.16712 | 0.16576 | 0.3636 | 0.4068 | 0.18515 | 0.20384 | 0.42428 | 0.4766 | 0.2104 | 0.2666 | 0.534 | 0.5728
|  | 309 | #NAME? | 309 | 0.16797 | 0.16698 | 0.3653 | 0.4089 | 0.1863 | 0.20532 | 0.42644 | 0.47955 | 0.2117 | 0.26855 | 0.537 | 0.5769
|  | 310 | #NAME? | 310 | 0.16881 | 0.1682 | 0.367 | 0.411 | 0.18744 | 0.2068 | 0.4286 | 0.4825 | 0.213 | 0.2705 | 0.54 | 0.581
|  | 311 | #NAME? | 311 | 0.16966 | 0.16942 | 0.3687 | 0.4131 | 0.18858 | 0.20828 | 0.43076 | 0.48545 | 0.2143 | 0.27245 | 0.543 | 0.5851
|  | 312 | #NAME? | 312 | 0.17051 | 0.17064 | 0.3704 | 0.4152 | 0.18973 | 0.20976 | 0.43292 | 0.4884 | 0.2156 | 0.2744 | 0.546 | 0.5892
|  | 313 | #NAME? | 313 | 0.17136 | 0.17186 | 0.3721 | 0.4173 | 0.19087 | 0.21124 | 0.43508 | 0.49135 | 0.2169 | 0.27635 | 0.549 | 0.5933
|  | 314 | #NAME? | 314 | 0.1722 | 0.17308 | 0.3738 | 0.4194 | 0.19202 | 0.21272 | 0.43724 | 0.4943 | 0.2182 | 0.2783 | 0.552 | 0.5974
|  | 315 | #NAME? | 315 | 0.17305 | 0.1743 | 0.3755 | 0.4215 | 0.19316 | 0.2142 | 0.4394 | 0.49725 | 0.2195 | 0.28025 | 0.555 | 0.6015
|  | 316 | #NAME? | 316 | 0.1739 | 0.17552 | 0.3772 | 0.4236 | 0.1943 | 0.21568 | 0.44156 | 0.5002 | 0.2208 | 0.2822 | 0.558 | 0.6056
|  | 317 | #NAME? | 317 | 0.17475 | 0.17674 | 0.3789 | 0.4257 | 0.19545 | 0.21716 | 0.44372 | 0.50315 | 0.2221 | 0.28415 | 0.561 | 0.6097
|  | 318 | #NAME? | 318 | 0.17559 | 0.17796 | 0.3806 | 0.4278 | 0.19659 | 0.21864 | 0.44588 | 0.5061 | 0.2234 | 0.2861 | 0.564 | 0.6138
|  | 319 | #NAME? | 319 | 0.17644 | 0.17918 | 0.3823 | 0.4299 | 0.19774 | 0.22012 | 0.44804 | 0.50905 | 0.2247 | 0.28805 | 0.567 | 0.6179
|  | 320 | #NAME? | 320 | 0.17729 | 0.1804 | 0.384 | 0.432 | 0.19888 | 0.2216 | 0.4502 | 0.512 | 0.226 | 0.29 | 0.57 | 0.622
|  | 321 | #NAME? | 321 | 0.17814 | 0.18162 | 0.3857 | 0.4341 | 0.20002 | 0.22308 | 0.45236 | 0.51495 | 0.2273 | 0.29195 | 0.573 | 0.6261
|  | 322 | #NAME? | 322 | 0.17898 | 0.18284 | 0.3874 | 0.4362 | 0.20117 | 0.22456 | 0.45452 | 0.5179 | 0.2286 | 0.2939 | 0.576 | 0.6302
|  | 323 | #NAME? | 323 | 0.17983 | 0.18406 | 0.3891 | 0.4383 | 0.20231 | 0.22604 | 0.45668 | 0.52085 | 0.2299 | 0.29585 | 0.579 | 0.6343
|  | 324 | #NAME? | 324 | 0.18068 | 0.18528 | 0.3908 | 0.4404 | 0.20346 | 0.22752 | 0.45884 | 0.5238 | 0.2312 | 0.2978 | 0.582 | 0.6384
|  | 325 | #NAME? | 325 | 0.18153 | 0.1865 | 0.3925 | 0.4425 | 0.2046 | 0.229 | 0.461 | 0.52675 | 0.2325 | 0.29975 | 0.585 | 0.6425
|  | 326 | #NAME? | 326 | 0.18237 | 0.18772 | 0.3942 | 0.4446 | 0.20574 | 0.23048 | 0.46316 | 0.5297 | 0.2338 | 0.3017 | 0.588 | 0.6466
|  | 327 | #NAME? | 327 | 0.18322 | 0.18894 | 0.3959 | 0.4467 | 0.20689 | 0.23196 | 0.46532 | 0.53265 | 0.2351 | 0.30365 | 0.591 | 0.6507
|  | 328 | #NAME? | 328 | 0.18407 | 0.19016 | 0.3976 | 0.4488 | 0.20803 | 0.23344 | 0.46748 | 0.5356 | 0.2364 | 0.3056 | 0.594 | 0.6548
|  | 329 | #NAME? | 329 | 0.18492 | 0.19138 | 0.3993 | 0.4509 | 0.20918 | 0.23492 | 0.46964 | 0.53855 | 0.2377 | 0.30755 | 0.597 | 0.6589
|  | 330 | #NAME? | 330 | 0.18576 | 0.1926 | 0.401 | 0.453 | 0.21032 | 0.2364 | 0.4718 | 0.5415 | 0.239 | 0.3095 | 0.6 | 0.663
|  | 331 | #NAME? | 331 | 0.18661 | 0.19382 | 0.4027 | 0.4551 | 0.21146 | 0.23788 | 0.47396 | 0.54445 | 0.2403 | 0.31145 | 0.603 | 0.6671
|  | 332 | #NAME? | 332 | 0.18746 | 0.19504 | 0.4044 | 0.4572 | 0.21261 | 0.23936 | 0.47612 | 0.5474 | 0.2416 | 0.3134 | 0.606 | 0.6712
|  | 333 | #NAME? | 333 | 0.18831 | 0.19626 | 0.4061 | 0.4593 | 0.21375 | 0.24084 | 0.47828 | 0.55035 | 0.2429 | 0.31535 | 0.609 | 0.6753
|  | 334 | #NAME? | 334 | 0.18915 | 0.19748 | 0.4078 | 0.4614 | 0.2149 | 0.24232 | 0.48044 | 0.5533 | 0.2442 | 0.3173 | 0.612 | 0.6794
|  | 335 | #NAME? | 335 | 0.19 | 0.1987 | 0.4095 | 0.4635 | 0.21604 | 0.2438 | 0.4826 | 0.55625 | 0.2455 | 0.31925 | 0.615 | 0.6835
|  | 336 | #NAME? | 336 | 0.19085 | 0.19992 | 0.4112 | 0.4656 | 0.21718 | 0.24528 | 0.48476 | 0.5592 | 0.2468 | 0.3212 | 0.618 | 0.6876
|  | 337 | #NAME? | 337 | 0.19169 | 0.20114 | 0.4129 | 0.4677 | 0.21833 | 0.24676 | 0.48692 | 0.56215 | 0.2481 | 0.32315 | 0.621 | 0.6917
|  | 338 | #NAME? | 338 | 0.19254 | 0.20236 | 0.4146 | 0.4698 | 0.21947 | 0.24824 | 0.48908 | 0.5651 | 0.2494 | 0.3251 | 0.624 | 0.6958
|  | 339 | #NAME? | 339 | 0.19339 | 0.20358 | 0.4163 | 0.4719 | 0.22062 | 0.24972 | 0.49124 | 0.56805 | 0.2507 | 0.32705 | 0.627 | 0.6999
|  | 340 | #NAME? | 340 | 0.19424 | 0.2048 | 0.418 | 0.474 | 0.22176 | 0.2512 | 0.4934 | 0.571 | 0.252 | 0.329 | 0.63 | 0.704
|  | 341 | #NAME? | 341 | 0.19508 | 0.20602 | 0.4197 | 0.4761 | 0.2229 | 0.25268 | 0.49556 | 0.57395 | 0.2533 | 0.33095 | 0.633 | 0.7081
|  | 342 | #NAME? | 342 | 0.19593 | 0.20724 | 0.4214 | 0.4782 | 0.22405 | 0.25416 | 0.49772 | 0.5769 | 0.2546 | 0.3329 | 0.636 | 0.7122
|  | 343 | #NAME? | 343 | 0.19678 | 0.20846 | 0.4231 | 0.4803 | 0.22519 | 0.25564 | 0.49988 | 0.57985 | 0.2559 | 0.33485 | 0.639 | 0.7163
|  | 344 | #NAME? | 344 | 0.19763 | 0.20968 | 0.4248 | 0.4824 | 0.22634 | 0.25712 | 0.50204 | 0.5828 | 0.2572 | 0.3368 | 0.642 | 0.7204
|  | 345 | #NAME? | 345 | 0.19847 | 0.2109 | 0.4265 | 0.4845 | 0.22748 | 0.2586 | 0.5042 | 0.58575 | 0.2585 | 0.33875 | 0.645 | 0.7245
|  | 346 | #NAME? | 346 | 0.19932 | 0.21212 | 0.4282 | 0.4866 | 0.22862 | 0.26008 | 0.50636 | 0.5887 | 0.2598 | 0.3407 | 0.648 | 0.7286
|  | 347 | #NAME? | 347 | 0.20017 | 0.21334 | 0.4299 | 0.4887 | 0.22977 | 0.26156 | 0.50852 | 0.59165 | 0.2611 | 0.34265 | 0.651 | 0.7327
|  | 348 | #NAME? | 348 | 0.20102 | 0.21456 | 0.4316 | 0.4908 | 0.23091 | 0.26304 | 0.51068 | 0.5946 | 0.2624 | 0.3446 | 0.654 | 0.7368
|  | 349 | #NAME? | 349 | 0.20186 | 0.21578 | 0.4333 | 0.4929 | 0.23206 | 0.26452 | 0.51284 | 0.59755 | 0.2637 | 0.34655 | 0.657 | 0.7409
|  | 350 | #NAME? | 350 | 0.20271 | 0.217 | 0.435 | 0.495 | 0.2332 | 0.266 | 0.515 | 0.6005 | 0.265 | 0.3485 | 0.66 | 0.745
|  | 351 | #NAME? | 351 | 0.20356 | 0.21822 | 0.4367 | 0.4971 | 0.23434 | 0.26748 | 0.51716 | 0.60345 | 0.2663 | 0.35045 | 0.663 | 0.7491
|  | 352 | #NAME? | 352 | 0.20441 | 0.21944 | 0.4384 | 0.4992 | 0.23549 | 0.26896 | 0.51932 | 0.6064 | 0.2676 | 0.3524 | 0.666 | 0.7532
|  | 353 | #NAME? | 353 | 0.20525 | 0.22066 | 0.4401 | 0.5013 | 0.23663 | 0.27044 | 0.52148 | 0.60935 | 0.2689 | 0.35435 | 0.669 | 0.7573
|  | 354 | #NAME? | 354 | 0.2061 | 0.22188 | 0.4418 | 0.5034 | 0.23778 | 0.27192 | 0.52364 | 0.6123 | 0.2702 | 0.3563 | 0.672 | 0.7614
|  | 355 | #NAME? | 355 | 0.20695 | 0.2231 | 0.4435 | 0.5055 | 0.23892 | 0.2734 | 0.5258 | 0.61525 | 0.2715 | 0.35825 | 0.675 | 0.7655
|  | 356 | #NAME? | 356 | 0.2078 | 0.22432 | 0.4452 | 0.5076 | 0.24006 | 0.27488 | 0.52796 | 0.6182 | 0.2728 | 0.3602 | 0.678 | 0.7696
|  | 357 | #NAME? | 357 | 0.20864 | 0.22554 | 0.4469 | 0.5097 | 0.24121 | 0.27636 | 0.53012 | 0.62115 | 0.2741 | 0.36215 | 0.681 | 0.7737
|  | 358 | #NAME? | 358 | 0.20949 | 0.22676 | 0.4486 | 0.5118 | 0.24235 | 0.27784 | 0.53228 | 0.6241 | 0.2754 | 0.3641 | 0.684 | 0.7778
|  | 359 | #NAME? | 359 | 0.21034 | 0.22798 | 0.4503 | 0.5139 | 0.2435 | 0.27932 | 0.53444 | 0.62705 | 0.2767 | 0.36605 | 0.687 | 0.7819
|  | 360 | #NAME? | 360 | 0.21119 | 0.2292 | 0.452 | 0.516 | 0.24464 | 0.2808 | 0.5366 | 0.63 | 0.278 | 0.368 | 0.69 | 0.786
|  | 361 | #NAME? | 361 | 0.21203 | 0.23042 | 0.4537 | 0.5181 | 0.24578 | 0.28228 | 0.53876 | 0.63295 | 0.2793 | 0.36995 | 0.693 | 0.7901
|  | 362 | #NAME? | 362 | 0.21288 | 0.23164 | 0.4554 | 0.5202 | 0.24693 | 0.28376 | 0.54092 | 0.6359 | 0.2806 | 0.3719 | 0.696 | 0.7942
|  | 363 | #NAME? | 363 | 0.21373 | 0.23286 | 0.4571 | 0.5223 | 0.24807 | 0.28524 | 0.54308 | 0.63885 | 0.2819 | 0.37385 | 0.699 | 0.7983
|  | 364 | #NAME? | 364 | 0.21458 | 0.23408 | 0.4588 | 0.5244 | 0.24922 | 0.28672 | 0.54524 | 0.6418 | 0.2832 | 0.3758 | 0.702 | 0.8024
|  | 365 | #NAME? | 365 | 0.21542 | 0.2353 | 0.4605 | 0.5265 | 0.25036 | 0.2882 | 0.5474 | 0.64475 | 0.2845 | 0.37775 | 0.705 | 0.8065
|  | 366 | #NAME? | 366 | 0.21627 | 0.23652 | 0.4622 | 0.5286 | 0.2515 | 0.28968 | 0.54956 | 0.6477 | 0.2858 | 0.3797 | 0.708 | 0.8106
|  | 367 | #NAME? | 367 | 0.21712 | 0.23774 | 0.4639 | 0.5307 | 0.25265 | 0.29116 | 0.55172 | 0.65065 | 0.2871 | 0.38165 | 0.711 | 0.8147
|  | 368 | #NAME? | 368 | 0.21797 | 0.23896 | 0.4656 | 0.5328 | 0.25379 | 0.29264 | 0.55388 | 0.6536 | 0.2884 | 0.3836 | 0.714 | 0.8188
|  | 369 | #NAME? | 369 | 0.21881 | 0.24018 | 0.4673 | 0.5349 | 0.25494 | 0.29412 | 0.55604 | 0.65655 | 0.2897 | 0.38555 | 0.717 | 0.8229
|  | 370 | #NAME? | 370 | 0.21966 | 0.2414 | 0.469 | 0.537 | 0.25608 | 0.2956 | 0.5582 | 0.6595 | 0.291 | 0.3875 | 0.72 | 0.827
|  | 371 | #NAME? | 371 | 0.22051 | 0.24262 | 0.4707 | 0.5391 | 0.25722 | 0.29708 | 0.56036 | 0.66245 | 0.2923 | 0.38945 | 0.723 | 0.8311
|  | 372 | #NAME? | 372 | 0.22136 | 0.24384 | 0.4724 | 0.5412 | 0.25837 | 0.29856 | 0.56252 | 0.6654 | 0.2936 | 0.3914 | 0.726 | 0.8352
|  | 373 | #NAME? | 373 | 0.2222 | 0.24506 | 0.4741 | 0.5433 | 0.25951 | 0.30004 | 0.56468 | 0.66835 | 0.2949 | 0.39335 | 0.729 | 0.8393
|  | 374 | #NAME? | 374 | 0.22305 | 0.24628 | 0.4758 | 0.5454 | 0.26066 | 0.30152 | 0.56684 | 0.6713 | 0.2962 | 0.3953 | 0.732 | 0.8434
|  | 375 | #NAME? | 375 | 0.2239 | 0.2475 | 0.4775 | 0.5475 | 0.2618 | 0.303 | 0.569 | 0.67425 | 0.2975 | 0.39725 | 0.735 | 0.8475
|  | 376 | #NAME? | 376 | 0.22475 | 0.24872 | 0.4792 | 0.5496 | 0.26294 | 0.30448 | 0.57116 | 0.6772 | 0.2988 | 0.3992 | 0.738 | 0.8516
|  | 377 | #NAME? | 377 | 0.22559 | 0.24994 | 0.4809 | 0.5517 | 0.26409 | 0.30596 | 0.57332 | 0.68015 | 0.3001 | 0.40115 | 0.741 | 0.8557
|  | 378 | #NAME? | 378 | 0.22644 | 0.25116 | 0.4826 | 0.5538 | 0.26523 | 0.30744 | 0.57548 | 0.6831 | 0.3014 | 0.4031 | 0.744 | 0.8598
|  | 379 | #NAME? | 379 | 0.22729 | 0.25238 | 0.4843 | 0.5559 | 0.26638 | 0.30892 | 0.57764 | 0.68605 | 0.3027 | 0.40505 | 0.747 | 0.8639
|  | 380 | #NAME? | 380 | 0.22814 | 0.2536 | 0.486 | 0.558 | 0.26752 | 0.3104 | 0.5798 | 0.689 | 0.304 | 0.407 | 0.75 | 0.868
|  | 381 | #NAME? | 381 | 0.22898 | 0.25482 | 0.4877 | 0.5601 | 0.26866 | 0.31188 | 0.58196 | 0.69195 | 0.3053 | 0.40895 | 0.753 | 0.8721
|  | 382 | #NAME? | 382 | 0.22983 | 0.25604 | 0.4894 | 0.5622 | 0.26981 | 0.31336 | 0.58412 | 0.6949 | 0.3066 | 0.4109 | 0.756 | 0.8762
|  | 383 | #NAME? | 383 | 0.23068 | 0.25726 | 0.4911 | 0.5643 | 0.27095 | 0.31484 | 0.58628 | 0.69785 | 0.3079 | 0.41285 | 0.759 | 0.8803
|  | 384 | #NAME? | 384 | 0.23153 | 0.25848 | 0.4928 | 0.5664 | 0.2721 | 0.31632 | 0.58844 | 0.7008 | 0.3092 | 0.4148 | 0.762 | 0.8844
|  | 385 | #NAME? | 385 | 0.23237 | 0.2597 | 0.4945 | 0.5685 | 0.27324 | 0.3178 | 0.5906 | 0.70375 | 0.3105 | 0.41675 | 0.765 | 0.8885
|  | 386 | #NAME? | 386 | 0.23322 | 0.26092 | 0.4962 | 0.5706 | 0.27438 | 0.31928 | 0.59276 | 0.7067 | 0.3118 | 0.4187 | 0.768 | 0.8926
|  | 387 | #NAME? | 387 | 0.23407 | 0.26214 | 0.4979 | 0.5727 | 0.27553 | 0.32076 | 0.59492 | 0.70965 | 0.3131 | 0.42065 | 0.771 | 0.8967
|  | 388 | #NAME? | 388 | 0.23492 | 0.26336 | 0.4996 | 0.5748 | 0.27667 | 0.32224 | 0.59708 | 0.7126 | 0.3144 | 0.4226 | 0.774 | 0.9008
|  | 389 | #NAME? | 389 | 0.23576 | 0.26458 | 0.5013 | 0.5769 | 0.27782 | 0.32372 | 0.59924 | 0.71555 | 0.3157 | 0.42455 | 0.777 | 0.9049
|  | 390 | #NAME? | 390 | 0.23661 | 0.2658 | 0.503 | 0.579 | 0.27896 | 0.3252 | 0.6014 | 0.7185 | 0.317 | 0.4265 | 0.78 | 0.909
|  | 391 | #NAME? | 391 | 0.23746 | 0.26702 | 0.5047 | 0.5811 | 0.2801 | 0.32668 | 0.60356 | 0.72145 | 0.3183 | 0.42845 | 0.783 | 0.9131
|  | 392 | #NAME? | 392 | 0.23831 | 0.26824 | 0.5064 | 0.5832 | 0.28125 | 0.32816 | 0.60572 | 0.7244 | 0.3196 | 0.4304 | 0.786 | 0.9172
|  | 393 | #NAME? | 393 | 0.23915 | 0.26946 | 0.5081 | 0.5853 | 0.28239 | 0.32964 | 0.60788 | 0.72735 | 0.3209 | 0.43235 | 0.789 | 0.9213
|  | 394 | #NAME? | 394 | 0.24 | 0.27068 | 0.5098 | 0.5874 | 0.28354 | 0.33112 | 0.61004 | 0.7303 | 0.3222 | 0.4343 | 0.792 | 0.9254
|  | 395 | #NAME? | 395 | 0.24085 | 0.2719 | 0.5115 | 0.5895 | 0.28468 | 0.3326 | 0.6122 | 0.73325 | 0.3235 | 0.43625 | 0.795 | 0.9295
|  | 396 | #NAME? | 396 | 0.24169 | 0.27312 | 0.5132 | 0.5916 | 0.28582 | 0.33408 | 0.61436 | 0.7362 | 0.3248 | 0.4382 | 0.798 | 0.9336
|  | 397 | #NAME? | 397 | 0.24254 | 0.27434 | 0.5149 | 0.5937 | 0.28697 | 0.33556 | 0.61652 | 0.73915 | 0.3261 | 0.44015 | 0.801 | 0.9377
|  | 398 | #NAME? | 398 | 0.24339 | 0.27556 | 0.5166 | 0.5958 | 0.28811 | 0.33704 | 0.61868 | 0.7421 | 0.3274 | 0.4421 | 0.804 | 0.9418
|  | 399 | #NAME? | 399 | 0.24424 | 0.27678 | 0.5183 | 0.5979 | 0.28926 | 0.33852 | 0.62084 | 0.74505 | 0.3287 | 0.44405 | 0.807 | 0.9459
|  | 400 | #NAME? | 400 | 0.24508 | 0.278 | 0.52 | 0.6 | 0.2904 | 0.34 | 0.623 | 0.748 | 0.33 | 0.446 | 0.81 | 0.95
|  | 401 | #NAME? | 401 | 0.24593 | 0.27955 | 0.52215 | 0.60275 | 0.29251 | 0.34192 | 0.6257 | 0.75169 | 0.3324 | 0.44852 | 0.8137 | 0.955
|  | 402 | #NAME? | 402 | 0.24678 | 0.2811 | 0.5243 | 0.6055 | 0.29462 | 0.34384 | 0.6284 | 0.75538 | 0.3348 | 0.45104 | 0.8174 | 0.96
|  | 403 | #NAME? | 403 | 0.24763 | 0.28265 | 0.52645 | 0.60825 | 0.29674 | 0.34576 | 0.6311 | 0.75907 | 0.3372 | 0.45356 | 0.8211 | 0.965
|  | 404 | #NAME? | 404 | 0.24847 | 0.2842 | 0.5286 | 0.611 | 0.29885 | 0.34768 | 0.6338 | 0.76276 | 0.3396 | 0.45608 | 0.8248 | 0.97
|  | 405 | #NAME? | 405 | 0.24932 | 0.28575 | 0.53075 | 0.61375 | 0.30096 | 0.3496 | 0.6365 | 0.76645 | 0.342 | 0.4586 | 0.8285 | 0.975
|  | 406 | #NAME? | 406 | 0.25017 | 0.2873 | 0.5329 | 0.6165 | 0.30307 | 0.35152 | 0.6392 | 0.77014 | 0.3444 | 0.46112 | 0.8322 | 0.98
|  | 407 | #NAME? | 407 | 0.25102 | 0.28885 | 0.53505 | 0.61925 | 0.30518 | 0.35344 | 0.6419 | 0.77383 | 0.3468 | 0.46364 | 0.8359 | 0.985
|  | 408 | #NAME? | 408 | 0.25186 | 0.2904 | 0.5372 | 0.622 | 0.3073 | 0.35536 | 0.6446 | 0.77752 | 0.3492 | 0.46616 | 0.8396 | 0.99
|  | 409 | #NAME? | 409 | 0.25271 | 0.29195 | 0.53935 | 0.62475 | 0.30941 | 0.35728 | 0.6473 | 0.78121 | 0.3516 | 0.46868 | 0.8433 | 0.995
|  | 410 | #NAME? | 410 | 0.25356 | 0.2935 | 0.5415 | 0.6275 | 0.31152 | 0.3592 | 0.65 | 0.7849 | 0.354 | 0.4712 | 0.847 | 1
|  | 411 | #NAME? | 411 | 0.25441 | 0.29505 | 0.54365 | 0.63025 | 0.31363 | 0.36112 | 0.6527 | 0.78859 | 0.3564 | 0.47372 | 0.8507 | 1.005
|  | 412 | #NAME? | 412 | 0.25525 | 0.2966 | 0.5458 | 0.633 | 0.31574 | 0.36304 | 0.6554 | 0.79228 | 0.3588 | 0.47624 | 0.8544 | 1.01
|  | 413 | #NAME? | 413 | 0.2561 | 0.29815 | 0.54795 | 0.63575 | 0.31786 | 0.36496 | 0.6581 | 0.79597 | 0.3612 | 0.47876 | 0.8581 | 1.015
|  | 414 | #NAME? | 414 | 0.25695 | 0.2997 | 0.5501 | 0.6385 | 0.31997 | 0.36688 | 0.6608 | 0.79966 | 0.3636 | 0.48128 | 0.8618 | 1.02
|  | 415 | #NAME? | 415 | 0.2578 | 0.30125 | 0.55225 | 0.64125 | 0.32208 | 0.3688 | 0.6635 | 0.80335 | 0.366 | 0.4838 | 0.8655 | 1.025
|  | 416 | #NAME? | 416 | 0.25864 | 0.3028 | 0.5544 | 0.644 | 0.32419 | 0.37072 | 0.6662 | 0.80704 | 0.3684 | 0.48632 | 0.8692 | 1.03
|  | 417 | #NAME? | 417 | 0.25949 | 0.30435 | 0.55655 | 0.64675 | 0.3263 | 0.37264 | 0.6689 | 0.81073 | 0.3708 | 0.48884 | 0.8729 | 1.035
|  | 418 | #NAME? | 418 | 0.26034 | 0.3059 | 0.5587 | 0.6495 | 0.32842 | 0.37456 | 0.6716 | 0.81442 | 0.3732 | 0.49136 | 0.8766 | 1.04
|  | 419 | #NAME? | 419 | 0.26119 | 0.30745 | 0.56085 | 0.65225 | 0.33053 | 0.37648 | 0.6743 | 0.81811 | 0.3756 | 0.49388 | 0.8803 | 1.045
|  | 420 | #NAME? | 420 | 0.26203 | 0.309 | 0.563 | 0.655 | 0.33264 | 0.3784 | 0.677 | 0.8218 | 0.378 | 0.4964 | 0.884 | 1.05
|  | 421 | #NAME? | 421 | 0.26288 | 0.31055 | 0.56515 | 0.65775 | 0.33475 | 0.38032 | 0.6797 | 0.82549 | 0.3804 | 0.49892 | 0.8877 | 1.055
|  | 422 | #NAME? | 422 | 0.26373 | 0.3121 | 0.5673 | 0.6605 | 0.33686 | 0.38224 | 0.6824 | 0.82918 | 0.3828 | 0.50144 | 0.8914 | 1.06
|  | 423 | #NAME? | 423 | 0.26458 | 0.31365 | 0.56945 | 0.66325 | 0.33898 | 0.38416 | 0.6851 | 0.83287 | 0.3852 | 0.50396 | 0.8951 | 1.065
|  | 424 | #NAME? | 424 | 0.26542 | 0.3152 | 0.5716 | 0.666 | 0.34109 | 0.38608 | 0.6878 | 0.83656 | 0.3876 | 0.50648 | 0.8988 | 1.07
|  | 425 | #NAME? | 425 | 0.26627 | 0.31675 | 0.57375 | 0.66875 | 0.3432 | 0.388 | 0.6905 | 0.84025 | 0.39 | 0.509 | 0.9025 | 1.075
|  | 426 | #NAME? | 426 | 0.26712 | 0.3183 | 0.5759 | 0.6715 | 0.34531 | 0.38992 | 0.6932 | 0.84394 | 0.3924 | 0.51152 | 0.9062 | 1.08
|  | 427 | #NAME? | 427 | 0.26797 | 0.31985 | 0.57805 | 0.67425 | 0.34742 | 0.39184 | 0.6959 | 0.84763 | 0.3948 | 0.51404 | 0.9099 | 1.085
|  | 428 | #NAME? | 428 | 0.26881 | 0.3214 | 0.5802 | 0.677 | 0.34954 | 0.39376 | 0.6986 | 0.85132 | 0.3972 | 0.51656 | 0.9136 | 1.09
|  | 429 | #NAME? | 429 | 0.26966 | 0.32295 | 0.58235 | 0.67975 | 0.35165 | 0.39568 | 0.7013 | 0.85501 | 0.3996 | 0.51908 | 0.9173 | 1.095
|  | 430 | #NAME? | 430 | 0.27051 | 0.3245 | 0.5845 | 0.6825 | 0.35376 | 0.3976 | 0.704 | 0.8587 | 0.402 | 0.5216 | 0.921 | 1.1
|  | 431 | #NAME? | 431 | 0.27136 | 0.32605 | 0.58665 | 0.68525 | 0.35587 | 0.39952 | 0.7067 | 0.86239 | 0.4044 | 0.52412 | 0.9247 | 1.105
|  | 432 | #NAME? | 432 | 0.2722 | 0.3276 | 0.5888 | 0.688 | 0.35798 | 0.40144 | 0.7094 | 0.86608 | 0.4068 | 0.52664 | 0.9284 | 1.11
|  | 433 | #NAME? | 433 | 0.27305 | 0.32915 | 0.59095 | 0.69075 | 0.3601 | 0.40336 | 0.7121 | 0.86977 | 0.4092 | 0.52916 | 0.9321 | 1.115
|  | 434 | #NAME? | 434 | 0.2739 | 0.3307 | 0.5931 | 0.6935 | 0.36221 | 0.40528 | 0.7148 | 0.87346 | 0.4116 | 0.53168 | 0.9358 | 1.12
|  | 435 | #NAME? | 435 | 0.27475 | 0.33225 | 0.59525 | 0.69625 | 0.36432 | 0.4072 | 0.7175 | 0.87715 | 0.414 | 0.5342 | 0.9395 | 1.125
|  | 436 | #NAME? | 436 | 0.27559 | 0.3338 | 0.5974 | 0.699 | 0.36643 | 0.40912 | 0.7202 | 0.88084 | 0.4164 | 0.53672 | 0.9432 | 1.13
|  | 437 | #NAME? | 437 | 0.27644 | 0.33535 | 0.59955 | 0.70175 | 0.36854 | 0.41104 | 0.7229 | 0.88453 | 0.4188 | 0.53924 | 0.9469 | 1.135
|  | 438 | #NAME? | 438 | 0.27729 | 0.3369 | 0.6017 | 0.7045 | 0.37066 | 0.41296 | 0.7256 | 0.88822 | 0.4212 | 0.54176 | 0.9506 | 1.14
|  | 439 | #NAME? | 439 | 0.27814 | 0.33845 | 0.60385 | 0.70725 | 0.37277 | 0.41488 | 0.7283 | 0.89191 | 0.4236 | 0.54428 | 0.9543 | 1.145
|  | 440 | #NAME? | 440 | 0.27898 | 0.34 | 0.606 | 0.71 | 0.37488 | 0.4168 | 0.731 | 0.8956 | 0.426 | 0.5468 | 0.958 | 1.15
|  | 441 | #NAME? | 441 | 0.27983 | 0.34155 | 0.60815 | 0.71275 | 0.37699 | 0.41872 | 0.7337 | 0.89929 | 0.4284 | 0.54932 | 0.9617 | 1.155
|  | 442 | #NAME? | 442 | 0.28068 | 0.3431 | 0.6103 | 0.7155 | 0.3791 | 0.42064 | 0.7364 | 0.90298 | 0.4308 | 0.55184 | 0.9654 | 1.16
|  | 443 | #NAME? | 443 | 0.28153 | 0.34465 | 0.61245 | 0.71825 | 0.38122 | 0.42256 | 0.7391 | 0.90667 | 0.4332 | 0.55436 | 0.9691 | 1.165
|  | 444 | #NAME? | 444 | 0.28237 | 0.3462 | 0.6146 | 0.721 | 0.38333 | 0.42448 | 0.7418 | 0.91036 | 0.4356 | 0.55688 | 0.9728 | 1.17
|  | 445 | #NAME? | 445 | 0.28322 | 0.34775 | 0.61675 | 0.72375 | 0.38544 | 0.4264 | 0.7445 | 0.91405 | 0.438 | 0.5594 | 0.9765 | 1.175
|  | 446 | #NAME? | 446 | 0.28407 | 0.3493 | 0.6189 | 0.7265 | 0.38755 | 0.42832 | 0.7472 | 0.91774 | 0.4404 | 0.56192 | 0.9802 | 1.18
|  | 447 | #NAME? | 447 | 0.28492 | 0.35085 | 0.62105 | 0.72925 | 0.38966 | 0.43024 | 0.7499 | 0.92143 | 0.4428 | 0.56444 | 0.9839 | 1.185
|  | 448 | #NAME? | 448 | 0.28576 | 0.3524 | 0.6232 | 0.732 | 0.39178 | 0.43216 | 0.7526 | 0.92512 | 0.4452 | 0.56696 | 0.9876 | 1.19
|  | 449 | #NAME? | 449 | 0.28661 | 0.35395 | 0.62535 | 0.73475 | 0.39389 | 0.43408 | 0.7553 | 0.92881 | 0.4476 | 0.56948 | 0.9913 | 1.195
|  | 450 | #NAME? | 450 | 0.28746 | 0.3555 | 0.6275 | 0.7375 | 0.396 | 0.436 | 0.758 | 0.9325 | 0.45 | 0.572 | 0.995 | 1.2
|  | 451 | #NAME? | 451 | 0.28831 | 0.35705 | 0.62965 | 0.74025 | 0.39811 | 0.43792 | 0.7607 | 0.93619 | 0.4524 | 0.57452 | 0.9987 | 1.205
|  | 452 | #NAME? | 452 | 0.28915 | 0.3586 | 0.6318 | 0.743 | 0.40022 | 0.43984 | 0.7634 | 0.93988 | 0.4548 | 0.57704 | 1.0024 | 1.21
|  | 453 | #NAME? | 453 | 0.29 | 0.36015 | 0.63395 | 0.74575 | 0.40234 | 0.44176 | 0.7661 | 0.94357 | 0.4572 | 0.57956 | 1.0061 | 1.215
|  | 454 | #NAME? | 454 | 0.29085 | 0.3617 | 0.6361 | 0.7485 | 0.40445 | 0.44368 | 0.7688 | 0.94726 | 0.4596 | 0.58208 | 1.0098 | 1.22
|  | 455 | #NAME? | 455 | 0.29169 | 0.36325 | 0.63825 | 0.75125 | 0.40656 | 0.4456 | 0.7715 | 0.95095 | 0.462 | 0.5846 | 1.0135 | 1.225
|  | 456 | #NAME? | 456 | 0.29254 | 0.3648 | 0.6404 | 0.754 | 0.40867 | 0.44752 | 0.7742 | 0.95464 | 0.4644 | 0.58712 | 1.0172 | 1.23
|  | 457 | #NAME? | 457 | 0.29339 | 0.36635 | 0.64255 | 0.75675 | 0.41078 | 0.44944 | 0.7769 | 0.95833 | 0.4668 | 0.58964 | 1.0209 | 1.235
|  | 458 | #NAME? | 458 | 0.29424 | 0.3679 | 0.6447 | 0.7595 | 0.4129 | 0.45136 | 0.7796 | 0.96202 | 0.4692 | 0.59216 | 1.0246 | 1.24
|  | 459 | #NAME? | 459 | 0.29508 | 0.36945 | 0.64685 | 0.76225 | 0.41501 | 0.45328 | 0.7823 | 0.96571 | 0.4716 | 0.59468 | 1.0283 | 1.245
|  | 460 | #NAME? | 460 | 0.29593 | 0.371 | 0.649 | 0.765 | 0.41712 | 0.4552 | 0.785 | 0.9694 | 0.474 | 0.5972 | 1.032 | 1.25
|  | 461 | #NAME? | 461 | 0.29678 | 0.37255 | 0.65115 | 0.76775 | 0.41923 | 0.45712 | 0.7877 | 0.97309 | 0.4764 | 0.59972 | 1.0357 | 1.255
|  | 462 | #NAME? | 462 | 0.29763 | 0.3741 | 0.6533 | 0.7705 | 0.42134 | 0.45904 | 0.7904 | 0.97678 | 0.4788 | 0.60224 | 1.0394 | 1.26
|  | 463 | #NAME? | 463 | 0.29847 | 0.37565 | 0.65545 | 0.77325 | 0.42346 | 0.46096 | 0.7931 | 0.98047 | 0.4812 | 0.60476 | 1.0431 | 1.265
|  | 464 | #NAME? | 464 | 0.29932 | 0.3772 | 0.6576 | 0.776 | 0.42557 | 0.46288 | 0.7958 | 0.98416 | 0.4836 | 0.60728 | 1.0468 | 1.27
|  | 465 | #NAME? | 465 | 0.30017 | 0.37875 | 0.65975 | 0.77875 | 0.42768 | 0.4648 | 0.7985 | 0.98785 | 0.486 | 0.6098 | 1.0505 | 1.275
|  | 466 | #NAME? | 466 | 0.30102 | 0.3803 | 0.6619 | 0.7815 | 0.42979 | 0.46672 | 0.8012 | 0.99154 | 0.4884 | 0.61232 | 1.0542 | 1.28
|  | 467 | #NAME? | 467 | 0.30186 | 0.38185 | 0.66405 | 0.78425 | 0.4319 | 0.46864 | 0.8039 | 0.99523 | 0.4908 | 0.61484 | 1.0579 | 1.285
|  | 468 | #NAME? | 468 | 0.30271 | 0.3834 | 0.6662 | 0.787 | 0.43402 | 0.47056 | 0.8066 | 0.99892 | 0.4932 | 0.61736 | 1.0616 | 1.29
|  | 469 | #NAME? | 469 | 0.30356 | 0.38495 | 0.66835 | 0.78975 | 0.43613 | 0.47248 | 0.8093 | 1.0026 | 0.4956 | 0.61988 | 1.0653 | 1.295
|  | 470 | #NAME? | 470 | 0.30441 | 0.3865 | 0.6705 | 0.7925 | 0.43824 | 0.4744 | 0.812 | 1.0063 | 0.498 | 0.6224 | 1.069 | 1.3
|  | 471 | #NAME? | 471 | 0.30525 | 0.38805 | 0.67265 | 0.79525 | 0.44035 | 0.47632 | 0.8147 | 1.01 | 0.5004 | 0.62492 | 1.0727 | 1.305
|  | 472 | #NAME? | 472 | 0.3061 | 0.3896 | 0.6748 | 0.798 | 0.44246 | 0.47824 | 0.8174 | 1.0137 | 0.5028 | 0.62744 | 1.0764 | 1.31
|  | 473 | #NAME? | 473 | 0.30695 | 0.39115 | 0.67695 | 0.80075 | 0.44458 | 0.48016 | 0.8201 | 1.0174 | 0.5052 | 0.62996 | 1.0801 | 1.315
|  | 474 | #NAME? | 474 | 0.3078 | 0.3927 | 0.6791 | 0.8035 | 0.44669 | 0.48208 | 0.8228 | 1.0211 | 0.5076 | 0.63248 | 1.0838 | 1.32
|  | 475 | #NAME? | 475 | 0.30864 | 0.39425 | 0.68125 | 0.80625 | 0.4488 | 0.484 | 0.8255 | 1.0248 | 0.51 | 0.635 | 1.0875 | 1.325
|  | 476 | #NAME? | 476 | 0.30949 | 0.3958 | 0.6834 | 0.809 | 0.45091 | 0.48592 | 0.8282 | 1.0284 | 0.5124 | 0.63752 | 1.0912 | 1.33
|  | 477 | #NAME? | 477 | 0.31034 | 0.39735 | 0.68555 | 0.81175 | 0.45302 | 0.48784 | 0.8309 | 1.0321 | 0.5148 | 0.64004 | 1.0949 | 1.335
|  | 478 | #NAME? | 478 | 0.31119 | 0.3989 | 0.6877 | 0.8145 | 0.45514 | 0.48976 | 0.8336 | 1.0358 | 0.5172 | 0.64256 | 1.0986 | 1.34
|  | 479 | #NAME? | 479 | 0.31203 | 0.40045 | 0.68985 | 0.81725 | 0.45725 | 0.49168 | 0.8363 | 1.0395 | 0.5196 | 0.64508 | 1.1023 | 1.345
|  | 480 | #NAME? | 480 | 0.31288 | 0.402 | 0.692 | 0.82 | 0.45936 | 0.4936 | 0.839 | 1.0432 | 0.522 | 0.6476 | 1.106 | 1.35
|  | 481 | #NAME? | 481 | 0.31373 | 0.40355 | 0.69415 | 0.82275 | 0.46147 | 0.49552 | 0.8417 | 1.0469 | 0.5244 | 0.65012 | 1.1097 | 1.355
|  | 482 | #NAME? | 482 | 0.31458 | 0.4051 | 0.6963 | 0.8255 | 0.46358 | 0.49744 | 0.8444 | 1.0506 | 0.5268 | 0.65264 | 1.1134 | 1.36
|  | 483 | #NAME? | 483 | 0.31542 | 0.40665 | 0.69845 | 0.82825 | 0.4657 | 0.49936 | 0.8471 | 1.0543 | 0.5292 | 0.65516 | 1.1171 | 1.365
|  | 484 | #NAME? | 484 | 0.31627 | 0.4082 | 0.7006 | 0.831 | 0.46781 | 0.50128 | 0.8498 | 1.058 | 0.5316 | 0.65768 | 1.1208 | 1.37
|  | 485 | #NAME? | 485 | 0.31712 | 0.40975 | 0.70275 | 0.83375 | 0.46992 | 0.5032 | 0.8525 | 1.0616 | 0.534 | 0.6602 | 1.1245 | 1.375
|  | 486 | #NAME? | 486 | 0.31797 | 0.4113 | 0.7049 | 0.8365 | 0.47203 | 0.50512 | 0.8552 | 1.0653 | 0.5364 | 0.66272 | 1.1282 | 1.38
|  | 487 | #NAME? | 487 | 0.31881 | 0.41285 | 0.70705 | 0.83925 | 0.47414 | 0.50704 | 0.8579 | 1.069 | 0.5388 | 0.66524 | 1.1319 | 1.385
|  | 488 | #NAME? | 488 | 0.31966 | 0.4144 | 0.7092 | 0.842 | 0.47626 | 0.50896 | 0.8606 | 1.0727 | 0.5412 | 0.66776 | 1.1356 | 1.39
|  | 489 | #NAME? | 489 | 0.32051 | 0.41595 | 0.71135 | 0.84475 | 0.47837 | 0.51088 | 0.8633 | 1.0764 | 0.5436 | 0.67028 | 1.1393 | 1.395
|  | 490 | #NAME? | 490 | 0.32136 | 0.4175 | 0.7135 | 0.8475 | 0.48048 | 0.5128 | 0.866 | 1.0801 | 0.546 | 0.6728 | 1.143 | 1.4
|  | 491 | #NAME? | 491 | 0.3222 | 0.41905 | 0.71565 | 0.85025 | 0.48259 | 0.51472 | 0.8687 | 1.0838 | 0.5484 | 0.67532 | 1.1467 | 1.405
|  | 492 | #NAME? | 492 | 0.32305 | 0.4206 | 0.7178 | 0.853 | 0.4847 | 0.51664 | 0.8714 | 1.0875 | 0.5508 | 0.67784 | 1.1504 | 1.41
|  | 493 | #NAME? | 493 | 0.3239 | 0.42215 | 0.71995 | 0.85575 | 0.48682 | 0.51856 | 0.8741 | 1.0912 | 0.5532 | 0.68036 | 1.1541 | 1.415
|  | 494 | #NAME? | 494 | 0.32475 | 0.4237 | 0.7221 | 0.8585 | 0.48893 | 0.52048 | 0.8768 | 1.0949 | 0.5556 | 0.68288 | 1.1578 | 1.42
|  | 495 | #NAME? | 495 | 0.32559 | 0.42525 | 0.72425 | 0.86125 | 0.49104 | 0.5224 | 0.8795 | 1.0985 | 0.558 | 0.6854 | 1.1615 | 1.425
|  | 496 | #NAME? | 496 | 0.32644 | 0.4268 | 0.7264 | 0.864 | 0.49315 | 0.52432 | 0.8822 | 1.1022 | 0.5604 | 0.68792 | 1.1652 | 1.43
|  | 497 | #NAME? | 497 | 0.32729 | 0.42835 | 0.72855 | 0.86675 | 0.49526 | 0.52624 | 0.8849 | 1.1059 | 0.5628 | 0.69044 | 1.1689 | 1.435
|  | 498 | #NAME? | 498 | 0.32814 | 0.4299 | 0.7307 | 0.8695 | 0.49738 | 0.52816 | 0.8876 | 1.1096 | 0.5652 | 0.69296 | 1.1726 | 1.44
|  | 499 | #NAME? | 499 | 0.32898 | 0.43145 | 0.73285 | 0.87225 | 0.49949 | 0.53008 | 0.8903 | 1.1133 | 0.5676 | 0.69548 | 1.1763 | 1.445
|  | 500 | #NAME? | 500 | 0.32983 | 0.433 | 0.735 | 0.875 | 0.5016 | 0.532 | 0.893 | 1.117 | 0.57 | 0.698 | 1.18 | 1.45
|  | 501 | #NAME? | 501 | 0.33068 | 0.43499 | 0.73745 | 0.87865 | 0.50494 | 0.53433 | 0.89622 | 1.1219 | 0.5738 | 0.70107 | 1.1846 | 1.4565
|  | 502 | #NAME? | 502 | 0.33153 | 0.43698 | 0.7399 | 0.8823 | 0.50829 | 0.53666 | 0.89944 | 1.1267 | 0.5776 | 0.70414 | 1.1892 | 1.463
|  | 503 | #NAME? | 503 | 0.33237 | 0.43897 | 0.74235 | 0.88595 | 0.51163 | 0.53899 | 0.90266 | 1.1316 | 0.5814 | 0.70721 | 1.1938 | 1.4695
|  | 504 | #NAME? | 504 | 0.33322 | 0.44096 | 0.7448 | 0.8896 | 0.51498 | 0.54132 | 0.90588 | 1.1364 | 0.5852 | 0.71028 | 1.1984 | 1.476
|  | 505 | #NAME? | 505 | 0.33407 | 0.44295 | 0.74725 | 0.89325 | 0.51832 | 0.54365 | 0.9091 | 1.1413 | 0.589 | 0.71335 | 1.203 | 1.4825
|  | 506 | #NAME? | 506 | 0.33492 | 0.44494 | 0.7497 | 0.8969 | 0.52166 | 0.54598 | 0.91232 | 1.1462 | 0.5928 | 0.71642 | 1.2076 | 1.489
|  | 507 | #NAME? | 507 | 0.33576 | 0.44693 | 0.75215 | 0.90055 | 0.52501 | 0.54831 | 0.91554 | 1.151 | 0.5966 | 0.71949 | 1.2122 | 1.4955
|  | 508 | #NAME? | 508 | 0.33661 | 0.44892 | 0.7546 | 0.9042 | 0.52835 | 0.55064 | 0.91876 | 1.1559 | 0.6004 | 0.72256 | 1.2168 | 1.502
|  | 509 | #NAME? | 509 | 0.33746 | 0.45091 | 0.75705 | 0.90785 | 0.5317 | 0.55297 | 0.92198 | 1.1607 | 0.6042 | 0.72563 | 1.2214 | 1.5085
|  | 510 | #NAME? | 510 | 0.33831 | 0.4529 | 0.7595 | 0.9115 | 0.53504 | 0.5553 | 0.9252 | 1.1656 | 0.608 | 0.7287 | 1.226 | 1.515
|  | 511 | #NAME? | 511 | 0.33915 | 0.45489 | 0.76195 | 0.91515 | 0.53838 | 0.55763 | 0.92842 | 1.1705 | 0.6118 | 0.73177 | 1.2306 | 1.5215
|  | 512 | #NAME? | 512 | 0.34 | 0.45688 | 0.7644 | 0.9188 | 0.54173 | 0.55996 | 0.93164 | 1.1753 | 0.6156 | 0.73484 | 1.2352 | 1.528
|  | 513 | #NAME? | 513 | 0.3432 | 0.45887 | 0.76685 | 0.92245 | 0.54507 | 0.56229 | 0.93486 | 1.1802 | 0.6194 | 0.73791 | 1.2398 | 1.5345
|  | 514 | #NAME? | 514 | 0.34641 | 0.46086 | 0.7693 | 0.9261 | 0.54842 | 0.56462 | 0.93808 | 1.185 | 0.6232 | 0.74098 | 1.2444 | 1.541
|  | 515 | #NAME? | 515 | 0.34961 | 0.46285 | 0.77175 | 0.92975 | 0.55176 | 0.56695 | 0.9413 | 1.1899 | 0.627 | 0.74405 | 1.249 | 1.5475
|  | 516 | #NAME? | 516 | 0.35281 | 0.46484 | 0.7742 | 0.9334 | 0.5551 | 0.56928 | 0.94452 | 1.1948 | 0.6308 | 0.74712 | 1.2536 | 1.554
|  | 517 | #NAME? | 517 | 0.35602 | 0.46683 | 0.77665 | 0.93705 | 0.55845 | 0.57161 | 0.94774 | 1.1996 | 0.6346 | 0.75019 | 1.2582 | 1.5605
|  | 518 | #NAME? | 518 | 0.35922 | 0.46882 | 0.7791 | 0.9407 | 0.56179 | 0.57394 | 0.95096 | 1.2045 | 0.6384 | 0.75326 | 1.2628 | 1.567
|  | 519 | #NAME? | 519 | 0.36242 | 0.47081 | 0.78155 | 0.94435 | 0.56514 | 0.57627 | 0.95418 | 1.2093 | 0.6422 | 0.75633 | 1.2674 | 1.5735
|  | 520 | #NAME? | 520 | 0.36563 | 0.4728 | 0.784 | 0.948 | 0.56848 | 0.5786 | 0.9574 | 1.2142 | 0.646 | 0.7594 | 1.272 | 1.58
|  | 521 | #NAME? | 521 | 0.36883 | 0.47479 | 0.78645 | 0.95165 | 0.57182 | 0.58093 | 0.96062 | 1.2191 | 0.6498 | 0.76247 | 1.2766 | 1.5865
|  | 522 | #NAME? | 522 | 0.37203 | 0.47678 | 0.7889 | 0.9553 | 0.57517 | 0.58326 | 0.96384 | 1.2239 | 0.6536 | 0.76554 | 1.2812 | 1.593
|  | 523 | #NAME? | 523 | 0.37523 | 0.47877 | 0.79135 | 0.95895 | 0.57851 | 0.58559 | 0.96706 | 1.2288 | 0.6574 | 0.76861 | 1.2858 | 1.5995
|  | 524 | #NAME? | 524 | 0.37844 | 0.48076 | 0.7938 | 0.9626 | 0.58186 | 0.58792 | 0.97028 | 1.2336 | 0.6612 | 0.77168 | 1.2904 | 1.606
|  | 525 | #NAME? | 525 | 0.38164 | 0.48275 | 0.79625 | 0.96625 | 0.5852 | 0.59025 | 0.9735 | 1.2385 | 0.665 | 0.77475 | 1.295 | 1.6125
|  | 526 | #NAME? | 526 | 0.38484 | 0.48474 | 0.7987 | 0.9699 | 0.58854 | 0.59258 | 0.97672 | 1.2434 | 0.6688 | 0.77782 | 1.2996 | 1.619
|  | 527 | #NAME? | 527 | 0.38805 | 0.48673 | 0.80115 | 0.97355 | 0.59189 | 0.59491 | 0.97994 | 1.2482 | 0.6726 | 0.78089 | 1.3042 | 1.6255
|  | 528 | #NAME? | 528 | 0.39125 | 0.48872 | 0.8036 | 0.9772 | 0.59523 | 0.59724 | 0.98316 | 1.2531 | 0.6764 | 0.78396 | 1.3088 | 1.632
|  | 529 | #NAME? | 529 | 0.39445 | 0.49071 | 0.80605 | 0.98085 | 0.59858 | 0.59957 | 0.98638 | 1.2579 | 0.6802 | 0.78703 | 1.3134 | 1.6385
|  | 530 | #NAME? | 530 | 0.39766 | 0.4927 | 0.8085 | 0.9845 | 0.60192 | 0.6019 | 0.9896 | 1.2628 | 0.684 | 0.7901 | 1.318 | 1.645
|  | 531 | #NAME? | 531 | 0.40086 | 0.49469 | 0.81095 | 0.98815 | 0.60526 | 0.60423 | 0.99282 | 1.2677 | 0.6878 | 0.79317 | 1.3226 | 1.6515
|  | 532 | #NAME? | 532 | 0.40406 | 0.49668 | 0.8134 | 0.9918 | 0.60861 | 0.60656 | 0.99604 | 1.2725 | 0.6916 | 0.79624 | 1.3272 | 1.658
|  | 533 | #NAME? | 533 | 0.40727 | 0.49867 | 0.81585 | 0.99545 | 0.61195 | 0.60889 | 0.99926 | 1.2774 | 0.6954 | 0.79931 | 1.3318 | 1.6645
|  | 534 | #NAME? | 534 | 0.41047 | 0.50066 | 0.8183 | 0.9991 | 0.6153 | 0.61122 | 1.0025 | 1.2822 | 0.6992 | 0.80238 | 1.3364 | 1.671
|  | 535 | #NAME? | 535 | 0.41367 | 0.50265 | 0.82075 | 1.0028 | 0.61864 | 0.61355 | 1.0057 | 1.2871 | 0.703 | 0.80545 | 1.341 | 1.6775
|  | 536 | #NAME? | 536 | 0.41687 | 0.50464 | 0.8232 | 1.0064 | 0.62198 | 0.61588 | 1.0089 | 1.292 | 0.7068 | 0.80852 | 1.3456 | 1.684
|  | 537 | #NAME? | 537 | 0.42008 | 0.50663 | 0.82565 | 1.01 | 0.62533 | 0.61821 | 1.0121 | 1.2968 | 0.7106 | 0.81159 | 1.3502 | 1.6905
|  | 538 | #NAME? | 538 | 0.42328 | 0.50862 | 0.8281 | 1.0137 | 0.62867 | 0.62054 | 1.0154 | 1.3017 | 0.7144 | 0.81466 | 1.3548 | 1.697
|  | 539 | #NAME? | 539 | 0.42648 | 0.51061 | 0.83055 | 1.0173 | 0.63202 | 0.62287 | 1.0186 | 1.3065 | 0.7182 | 0.81773 | 1.3594 | 1.7035
|  | 540 | #NAME? | 540 | 0.42969 | 0.5126 | 0.833 | 1.021 | 0.63536 | 0.6252 | 1.0218 | 1.3114 | 0.722 | 0.8208 | 1.364 | 1.71
|  | 541 | #NAME? | 541 | 0.43289 | 0.51459 | 0.83545 | 1.0247 | 0.6387 | 0.62753 | 1.025 | 1.3163 | 0.7258 | 0.82387 | 1.3686 | 1.7165
|  | 542 | #NAME? | 542 | 0.43609 | 0.51658 | 0.8379 | 1.0283 | 0.64205 | 0.62986 | 1.0282 | 1.3211 | 0.7296 | 0.82694 | 1.3732 | 1.723
|  | 543 | #NAME? | 543 | 0.4393 | 0.51857 | 0.84035 | 1.0319 | 0.64539 | 0.63219 | 1.0315 | 1.326 | 0.7334 | 0.83001 | 1.3778 | 1.7295
|  | 544 | #NAME? | 544 | 0.4425 | 0.52056 | 0.8428 | 1.0356 | 0.64874 | 0.63452 | 1.0347 | 1.3308 | 0.7372 | 0.83308 | 1.3824 | 1.736
|  | 545 | #NAME? | 545 | 0.4457 | 0.52255 | 0.84525 | 1.0393 | 0.65208 | 0.63685 | 1.0379 | 1.3357 | 0.741 | 0.83615 | 1.387 | 1.7425
|  | 546 | #NAME? | 546 | 0.44891 | 0.52454 | 0.8477 | 1.0429 | 0.65542 | 0.63918 | 1.0411 | 1.3406 | 0.7448 | 0.83922 | 1.3916 | 1.749
|  | 547 | #NAME? | 547 | 0.45211 | 0.52653 | 0.85015 | 1.0466 | 0.65877 | 0.64151 | 1.0443 | 1.3454 | 0.7486 | 0.84229 | 1.3962 | 1.7555
|  | 548 | #NAME? | 548 | 0.45531 | 0.52852 | 0.8526 | 1.0502 | 0.66211 | 0.64384 | 1.0476 | 1.3503 | 0.7524 | 0.84536 | 1.4008 | 1.762
|  | 549 | #NAME? | 549 | 0.45852 | 0.53051 | 0.85505 | 1.0538 | 0.66546 | 0.64617 | 1.0508 | 1.3551 | 0.7562 | 0.84843 | 1.4054 | 1.7685
|  | 550 | #NAME? | 550 | 0.46172 | 0.5325 | 0.8575 | 1.0575 | 0.6688 | 0.6485 | 1.054 | 1.36 | 0.76 | 0.8515 | 1.41 | 1.775
|  | 551 | #NAME? | 551 | 0.46492 | 0.53449 | 0.85995 | 1.0612 | 0.67214 | 0.65083 | 1.0572 | 1.3649 | 0.7638 | 0.85457 | 1.4146 | 1.7815
|  | 552 | #NAME? | 552 | 0.46813 | 0.53648 | 0.8624 | 1.0648 | 0.67549 | 0.65316 | 1.0604 | 1.3697 | 0.7676 | 0.85764 | 1.4192 | 1.788
|  | 553 | #NAME? | 553 | 0.47133 | 0.53847 | 0.86485 | 1.0684 | 0.67883 | 0.65549 | 1.0637 | 1.3746 | 0.7714 | 0.86071 | 1.4238 | 1.7945
|  | 554 | #NAME? | 554 | 0.47453 | 0.54046 | 0.8673 | 1.0721 | 0.68218 | 0.65782 | 1.0669 | 1.3794 | 0.7752 | 0.86378 | 1.4284 | 1.801
|  | 555 | #NAME? | 555 | 0.47773 | 0.54245 | 0.86975 | 1.0757 | 0.68552 | 0.66015 | 1.0701 | 1.3843 | 0.779 | 0.86685 | 1.433 | 1.8075
|  | 556 | #NAME? | 556 | 0.48094 | 0.54444 | 0.8722 | 1.0794 | 0.68886 | 0.66248 | 1.0733 | 1.3892 | 0.7828 | 0.86992 | 1.4376 | 1.814
|  | 557 | #NAME? | 557 | 0.48414 | 0.54643 | 0.87465 | 1.0831 | 0.69221 | 0.66481 | 1.0765 | 1.394 | 0.7866 | 0.87299 | 1.4422 | 1.8205
|  | 558 | #NAME? | 558 | 0.48734 | 0.54842 | 0.8771 | 1.0867 | 0.69555 | 0.66714 | 1.0798 | 1.3989 | 0.7904 | 0.87606 | 1.4468 | 1.827
|  | 559 | #NAME? | 559 | 0.49055 | 0.55041 | 0.87955 | 1.0903 | 0.6989 | 0.66947 | 1.083 | 1.4037 | 0.7942 | 0.87913 | 1.4514 | 1.8335
|  | 560 | #NAME? | 560 | 0.49375 | 0.5524 | 0.882 | 1.094 | 0.70224 | 0.6718 | 1.0862 | 1.4086 | 0.798 | 0.8822 | 1.456 | 1.84
|  | 561 | #NAME? | 561 | 0.49695 | 0.55439 | 0.88445 | 1.0977 | 0.70558 | 0.67413 | 1.0894 | 1.4135 | 0.8018 | 0.88527 | 1.4606 | 1.8465
|  | 562 | #NAME? | 562 | 0.50016 | 0.55638 | 0.8869 | 1.1013 | 0.70893 | 0.67646 | 1.0926 | 1.4183 | 0.8056 | 0.88834 | 1.4652 | 1.853
|  | 563 | #NAME? | 563 | 0.50336 | 0.55837 | 0.88935 | 1.105 | 0.71227 | 0.67879 | 1.0959 | 1.4232 | 0.8094 | 0.89141 | 1.4698 | 1.8595
|  | 564 | #NAME? | 564 | 0.50656 | 0.56036 | 0.8918 | 1.1086 | 0.71562 | 0.68112 | 1.0991 | 1.428 | 0.8132 | 0.89448 | 1.4744 | 1.866
|  | 565 | #NAME? | 565 | 0.50977 | 0.56235 | 0.89425 | 1.1122 | 0.71896 | 0.68345 | 1.1023 | 1.4329 | 0.817 | 0.89755 | 1.479 | 1.8725
|  | 566 | #NAME? | 566 | 0.51297 | 0.56434 | 0.8967 | 1.1159 | 0.7223 | 0.68578 | 1.1055 | 1.4378 | 0.8208 | 0.90062 | 1.4836 | 1.879
|  | 567 | #NAME? | 567 | 0.51617 | 0.56633 | 0.89915 | 1.1196 | 0.72565 | 0.68811 | 1.1087 | 1.4426 | 0.8246 | 0.90369 | 1.4882 | 1.8855
|  | 568 | #NAME? | 568 | 0.51938 | 0.56832 | 0.9016 | 1.1232 | 0.72899 | 0.69044 | 1.112 | 1.4475 | 0.8284 | 0.90676 | 1.4928 | 1.892
|  | 569 | #NAME? | 569 | 0.52258 | 0.57031 | 0.90405 | 1.1268 | 0.73234 | 0.69277 | 1.1152 | 1.4523 | 0.8322 | 0.90983 | 1.4974 | 1.8985
|  | 570 | #NAME? | 570 | 0.52578 | 0.5723 | 0.9065 | 1.1305 | 0.73568 | 0.6951 | 1.1184 | 1.4572 | 0.836 | 0.9129 | 1.502 | 1.905
|  | 571 | #NAME? | 571 | 0.52898 | 0.57429 | 0.90895 | 1.1341 | 0.73902 | 0.69743 | 1.1216 | 1.4621 | 0.8398 | 0.91597 | 1.5066 | 1.9115
|  | 572 | #NAME? | 572 | 0.53219 | 0.57628 | 0.9114 | 1.1378 | 0.74237 | 0.69976 | 1.1248 | 1.4669 | 0.8436 | 0.91904 | 1.5112 | 1.918
|  | 573 | #NAME? | 573 | 0.53539 | 0.57827 | 0.91385 | 1.1415 | 0.74571 | 0.70209 | 1.1281 | 1.4718 | 0.8474 | 0.92211 | 1.5158 | 1.9245
|  | 574 | #NAME? | 574 | 0.53859 | 0.58026 | 0.9163 | 1.1451 | 0.74906 | 0.70442 | 1.1313 | 1.4766 | 0.8512 | 0.92518 | 1.5204 | 1.931
|  | 575 | #NAME? | 575 | 0.5418 | 0.58225 | 0.91875 | 1.1487 | 0.7524 | 0.70675 | 1.1345 | 1.4815 | 0.855 | 0.92825 | 1.525 | 1.9375
|  | 576 | #NAME? | 576 | 0.545 | 0.58424 | 0.9212 | 1.1524 | 0.75574 | 0.70908 | 1.1377 | 1.4864 | 0.8588 | 0.93132 | 1.5296 | 1.944
|  | 577 | #NAME? | 577 | 0.5482 | 0.58623 | 0.92365 | 1.1561 | 0.75909 | 0.71141 | 1.1409 | 1.4912 | 0.8626 | 0.93439 | 1.5342 | 1.9505
|  | 578 | #NAME? | 578 | 0.55141 | 0.58822 | 0.9261 | 1.1597 | 0.76243 | 0.71374 | 1.1442 | 1.4961 | 0.8664 | 0.93746 | 1.5388 | 1.957
|  | 579 | #NAME? | 579 | 0.55461 | 0.59021 | 0.92855 | 1.1633 | 0.76578 | 0.71607 | 1.1474 | 1.5009 | 0.8702 | 0.94053 | 1.5434 | 1.9635
|  | 580 | #NAME? | 580 | 0.55781 | 0.5922 | 0.931 | 1.167 | 0.76912 | 0.7184 | 1.1506 | 1.5058 | 0.874 | 0.9436 | 1.548 | 1.97
|  | 581 | #NAME? | 581 | 0.56102 | 0.59419 | 0.93345 | 1.1706 | 0.77246 | 0.72073 | 1.1538 | 1.5107 | 0.8778 | 0.94667 | 1.5526 | 1.9765
|  | 582 | #NAME? | 582 | 0.56422 | 0.59618 | 0.9359 | 1.1743 | 0.77581 | 0.72306 | 1.157 | 1.5155 | 0.8816 | 0.94974 | 1.5572 | 1.983
|  | 583 | #NAME? | 583 | 0.56742 | 0.59817 | 0.93835 | 1.178 | 0.77915 | 0.72539 | 1.1603 | 1.5204 | 0.8854 | 0.95281 | 1.5618 | 1.9895
|  | 584 | #NAME? | 584 | 0.57063 | 0.60016 | 0.9408 | 1.1816 | 0.7825 | 0.72772 | 1.1635 | 1.5252 | 0.8892 | 0.95588 | 1.5664 | 1.996
|  | 585 | #NAME? | 585 | 0.57383 | 0.60215 | 0.94325 | 1.1852 | 0.78584 | 0.73005 | 1.1667 | 1.5301 | 0.893 | 0.95895 | 1.571 | 2.0025
|  | 586 | #NAME? | 586 | 0.57703 | 0.60414 | 0.9457 | 1.1889 | 0.78918 | 0.73238 | 1.1699 | 1.535 | 0.8968 | 0.96202 | 1.5756 | 2.009
|  | 587 | #NAME? | 587 | 0.58023 | 0.60613 | 0.94815 | 1.1925 | 0.79253 | 0.73471 | 1.1731 | 1.5398 | 0.9006 | 0.96509 | 1.5802 | 2.0155
|  | 588 | #NAME? | 588 | 0.58344 | 0.60812 | 0.9506 | 1.1962 | 0.79587 | 0.73704 | 1.1764 | 1.5447 | 0.9044 | 0.96816 | 1.5848 | 2.022
|  | 589 | #NAME? | 589 | 0.58664 | 0.61011 | 0.95305 | 1.1999 | 0.79922 | 0.73937 | 1.1796 | 1.5495 | 0.9082 | 0.97123 | 1.5894 | 2.0285
|  | 590 | #NAME? | 590 | 0.58984 | 0.6121 | 0.9555 | 1.2035 | 0.80256 | 0.7417 | 1.1828 | 1.5544 | 0.912 | 0.9743 | 1.594 | 2.035
|  | 591 | #NAME? | 591 | 0.59305 | 0.61409 | 0.95795 | 1.2071 | 0.8059 | 0.74403 | 1.186 | 1.5593 | 0.9158 | 0.97737 | 1.5986 | 2.0415
|  | 592 | #NAME? | 592 | 0.59625 | 0.61608 | 0.9604 | 1.2108 | 0.80925 | 0.74636 | 1.1892 | 1.5641 | 0.9196 | 0.98044 | 1.6032 | 2.048
|  | 593 | #NAME? | 593 | 0.59945 | 0.61807 | 0.96285 | 1.2145 | 0.81259 | 0.74869 | 1.1925 | 1.569 | 0.9234 | 0.98351 | 1.6078 | 2.0545
|  | 594 | #NAME? | 594 | 0.60266 | 0.62006 | 0.9653 | 1.2181 | 0.81594 | 0.75102 | 1.1957 | 1.5738 | 0.9272 | 0.98658 | 1.6124 | 2.061
|  | 595 | #NAME? | 595 | 0.60586 | 0.62205 | 0.96775 | 1.2217 | 0.81928 | 0.75335 | 1.1989 | 1.5787 | 0.931 | 0.98965 | 1.617 | 2.0675
|  | 596 | #NAME? | 596 | 0.60906 | 0.62404 | 0.9702 | 1.2254 | 0.82262 | 0.75568 | 1.2021 | 1.5836 | 0.9348 | 0.99272 | 1.6216 | 2.074
|  | 597 | #NAME? | 597 | 0.61227 | 0.62603 | 0.97265 | 1.229 | 0.82597 | 0.75801 | 1.2053 | 1.5884 | 0.9386 | 0.99579 | 1.6262 | 2.0805
|  | 598 | #NAME? | 598 | 0.61547 | 0.62802 | 0.9751 | 1.2327 | 0.82931 | 0.76034 | 1.2086 | 1.5933 | 0.9424 | 0.99886 | 1.6308 | 2.087
|  | 599 | #NAME? | 599 | 0.61867 | 0.63001 | 0.97755 | 1.2364 | 0.83266 | 0.76267 | 1.2118 | 1.5981 | 0.9462 | 1.0019 | 1.6354 | 2.0935
|  | 600 | #NAME? | 600 | 0.62187 | 0.632 | 0.98 | 1.24 | 0.836 | 0.765 | 1.215 | 1.603 | 0.95 | 1.005 | 1.64 | 2.1
|  | 601 | #NAME? | 601 | 0.62508 | 0.63416 | 0.9831 | 1.2446 | 0.84014 | 0.76777 | 1.2189 | 1.6089 | 0.9547 | 1.0086 | 1.6453 | 2.1078
|  | 602 | #NAME? | 602 | 0.62828 | 0.63632 | 0.9862 | 1.2492 | 0.84427 | 0.77054 | 1.2228 | 1.6149 | 0.9594 | 1.0123 | 1.6507 | 2.1156
|  | 603 | #NAME? | 603 | 0.63148 | 0.63848 | 0.9893 | 1.2538 | 0.84841 | 0.77331 | 1.2267 | 1.6208 | 0.9641 | 1.0159 | 1.656 | 2.1234
|  | 604 | #NAME? | 604 | 0.63469 | 0.64064 | 0.9924 | 1.2584 | 0.85254 | 0.77608 | 1.2306 | 1.6268 | 0.9688 | 1.0195 | 1.6614 | 2.1312
|  | 605 | #NAME? | 605 | 0.63789 | 0.6428 | 0.9955 | 1.263 | 0.85668 | 0.77885 | 1.2345 | 1.6327 | 0.9735 | 1.0232 | 1.6667 | 2.139
|  | 606 | #NAME? | 606 | 0.64109 | 0.64496 | 0.9986 | 1.2676 | 0.86082 | 0.78162 | 1.2384 | 1.6387 | 0.9782 | 1.0268 | 1.6721 | 2.1468
|  | 607 | #NAME? | 607 | 0.6443 | 0.64712 | 1.0017 | 1.2722 | 0.86495 | 0.78439 | 1.2423 | 1.6446 | 0.9829 | 1.0304 | 1.6774 | 2.1546
|  | 608 | #NAME? | 608 | 0.6475 | 0.64928 | 1.0048 | 1.2768 | 0.86909 | 0.78716 | 1.2462 | 1.6506 | 0.9876 | 1.034 | 1.6828 | 2.1624
|  | 609 | #NAME? | 609 | 0.6507 | 0.65144 | 1.0079 | 1.2814 | 0.87322 | 0.78993 | 1.2501 | 1.6565 | 0.9923 | 1.0377 | 1.6881 | 2.1702
|  | 610 | #NAME? | 610 | 0.65391 | 0.6536 | 1.011 | 1.286 | 0.87736 | 0.7927 | 1.254 | 1.6625 | 0.997 | 1.0413 | 1.6935 | 2.178
|  | 611 | #NAME? | 611 | 0.65711 | 0.65576 | 1.0141 | 1.2906 | 0.8815 | 0.79547 | 1.2579 | 1.6684 | 1.0017 | 1.0449 | 1.6988 | 2.1858
|  | 612 | #NAME? | 612 | 0.66031 | 0.65792 | 1.0172 | 1.2952 | 0.88563 | 0.79824 | 1.2618 | 1.6744 | 1.0064 | 1.0486 | 1.7042 | 2.1936
|  | 613 | #NAME? | 613 | 0.66352 | 0.66008 | 1.0203 | 1.2998 | 0.88977 | 0.80101 | 1.2657 | 1.6804 | 1.0111 | 1.0522 | 1.7095 | 2.2014
|  | 614 | #NAME? | 614 | 0.66672 | 0.66224 | 1.0234 | 1.3044 | 0.8939 | 0.80378 | 1.2696 | 1.6863 | 1.0158 | 1.0558 | 1.7149 | 2.2092
|  | 615 | #NAME? | 615 | 0.66992 | 0.6644 | 1.0265 | 1.309 | 0.89804 | 0.80655 | 1.2735 | 1.6923 | 1.0205 | 1.0595 | 1.7202 | 2.217
|  | 616 | #NAME? | 616 | 0.67312 | 0.66656 | 1.0296 | 1.3136 | 0.90218 | 0.80932 | 1.2774 | 1.6982 | 1.0252 | 1.0631 | 1.7256 | 2.2248
|  | 617 | #NAME? | 617 | 0.67633 | 0.66872 | 1.0327 | 1.3182 | 0.90631 | 0.81209 | 1.2813 | 1.7042 | 1.0299 | 1.0667 | 1.7309 | 2.2326
|  | 618 | #NAME? | 618 | 0.67953 | 0.67088 | 1.0358 | 1.3228 | 0.91045 | 0.81486 | 1.2852 | 1.7101 | 1.0346 | 1.0703 | 1.7363 | 2.2404
|  | 619 | #NAME? | 619 | 0.68273 | 0.67304 | 1.0389 | 1.3274 | 0.91458 | 0.81763 | 1.2891 | 1.7161 | 1.0393 | 1.074 | 1.7416 | 2.2482
|  | 620 | #NAME? | 620 | 0.68594 | 0.6752 | 1.042 | 1.332 | 0.91872 | 0.8204 | 1.293 | 1.722 | 1.044 | 1.0776 | 1.747 | 2.256
|  | 621 | #NAME? | 621 | 0.68914 | 0.67736 | 1.0451 | 1.3366 | 0.92286 | 0.82317 | 1.2969 | 1.7279 | 1.0487 | 1.0812 | 1.7523 | 2.2638
|  | 622 | #NAME? | 622 | 0.69234 | 0.67952 | 1.0482 | 1.3412 | 0.92699 | 0.82594 | 1.3008 | 1.7339 | 1.0534 | 1.0849 | 1.7577 | 2.2716
|  | 623 | #NAME? | 623 | 0.69555 | 0.68168 | 1.0513 | 1.3458 | 0.93113 | 0.82871 | 1.3047 | 1.7398 | 1.0581 | 1.0885 | 1.763 | 2.2794
|  | 624 | #NAME? | 624 | 0.69875 | 0.68384 | 1.0544 | 1.3504 | 0.93526 | 0.83148 | 1.3086 | 1.7458 | 1.0628 | 1.0921 | 1.7684 | 2.2872
|  | 625 | #NAME? | 625 | 0.70195 | 0.686 | 1.0575 | 1.355 | 0.9394 | 0.83425 | 1.3125 | 1.7517 | 1.0675 | 1.0958 | 1.7737 | 2.295
|  | 626 | #NAME? | 626 | 0.70516 | 0.68816 | 1.0606 | 1.3596 | 0.94354 | 0.83702 | 1.3164 | 1.7577 | 1.0722 | 1.0994 | 1.7791 | 2.3028
|  | 627 | #NAME? | 627 | 0.70836 | 0.69032 | 1.0637 | 1.3642 | 0.94767 | 0.83979 | 1.3203 | 1.7636 | 1.0769 | 1.103 | 1.7844 | 2.3106
|  | 628 | #NAME? | 628 | 0.71156 | 0.69248 | 1.0668 | 1.3688 | 0.95181 | 0.84256 | 1.3242 | 1.7696 | 1.0816 | 1.1066 | 1.7898 | 2.3184
|  | 629 | #NAME? | 629 | 0.71477 | 0.69464 | 1.0699 | 1.3734 | 0.95594 | 0.84533 | 1.3281 | 1.7755 | 1.0863 | 1.1103 | 1.7951 | 2.3262
|  | 630 | #NAME? | 630 | 0.71797 | 0.6968 | 1.073 | 1.378 | 0.96008 | 0.8481 | 1.332 | 1.7815 | 1.091 | 1.1139 | 1.8005 | 2.334
|  | 631 | #NAME? | 631 | 0.72117 | 0.69896 | 1.0761 | 1.3826 | 0.96422 | 0.85087 | 1.3359 | 1.7874 | 1.0957 | 1.1175 | 1.8058 | 2.3418
|  | 632 | #NAME? | 632 | 0.72437 | 0.70112 | 1.0792 | 1.3872 | 0.96835 | 0.85364 | 1.3398 | 1.7934 | 1.1004 | 1.1212 | 1.8112 | 2.3496
|  | 633 | #NAME? | 633 | 0.72758 | 0.70328 | 1.0823 | 1.3918 | 0.97249 | 0.85641 | 1.3437 | 1.7994 | 1.1051 | 1.1248 | 1.8165 | 2.3574
|  | 634 | #NAME? | 634 | 0.73078 | 0.70544 | 1.0854 | 1.3964 | 0.97662 | 0.85918 | 1.3476 | 1.8053 | 1.1098 | 1.1284 | 1.8219 | 2.3652
|  | 635 | #NAME? | 635 | 0.73398 | 0.7076 | 1.0885 | 1.401 | 0.98076 | 0.86195 | 1.3515 | 1.8113 | 1.1145 | 1.1321 | 1.8272 | 2.373
|  | 636 | #NAME? | 636 | 0.73719 | 0.70976 | 1.0916 | 1.4056 | 0.9849 | 0.86472 | 1.3554 | 1.8172 | 1.1192 | 1.1357 | 1.8326 | 2.3808
|  | 637 | #NAME? | 637 | 0.74039 | 0.71192 | 1.0947 | 1.4102 | 0.98903 | 0.86749 | 1.3593 | 1.8232 | 1.1239 | 1.1393 | 1.8379 | 2.3886
|  | 638 | #NAME? | 638 | 0.74359 | 0.71408 | 1.0978 | 1.4148 | 0.99317 | 0.87026 | 1.3632 | 1.8291 | 1.1286 | 1.1429 | 1.8433 | 2.3964
|  | 639 | #NAME? | 639 | 0.7468 | 0.71624 | 1.1009 | 1.4194 | 0.9973 | 0.87303 | 1.3671 | 1.8351 | 1.1333 | 1.1466 | 1.8486 | 2.4042
|  | 640 | #NAME? | 640 | 0.75 | 0.7184 | 1.104 | 1.424 | 1.0014 | 0.8758 | 1.371 | 1.841 | 1.138 | 1.1502 | 1.854 | 2.412
|  | 641 | #NAME? | 641 | 0.7532 | 0.72056 | 1.1071 | 1.4286 | 1.0056 | 0.87857 | 1.3749 | 1.8469 | 1.1427 | 1.1538 | 1.8593 | 2.4198
|  | 642 | #NAME? | 642 | 0.75641 | 0.72272 | 1.1102 | 1.4332 | 1.0097 | 0.88134 | 1.3788 | 1.8529 | 1.1474 | 1.1575 | 1.8647 | 2.4276
|  | 643 | #NAME? | 643 | 0.75961 | 0.72488 | 1.1133 | 1.4378 | 1.0138 | 0.88411 | 1.3827 | 1.8588 | 1.1521 | 1.1611 | 1.87 | 2.4354
|  | 644 | #NAME? | 644 | 0.76281 | 0.72704 | 1.1164 | 1.4424 | 1.018 | 0.88688 | 1.3866 | 1.8648 | 1.1568 | 1.1647 | 1.8754 | 2.4432
|  | 645 | #NAME? | 645 | 0.76602 | 0.7292 | 1.1195 | 1.447 | 1.0221 | 0.88965 | 1.3905 | 1.8707 | 1.1615 | 1.1683 | 1.8807 | 2.451
|  | 646 | #NAME? | 646 | 0.76922 | 0.73136 | 1.1226 | 1.4516 | 1.0263 | 0.89242 | 1.3944 | 1.8767 | 1.1662 | 1.172 | 1.8861 | 2.4588
|  | 647 | #NAME? | 647 | 0.77242 | 0.73352 | 1.1257 | 1.4562 | 1.0304 | 0.89519 | 1.3983 | 1.8826 | 1.1709 | 1.1756 | 1.8914 | 2.4666
|  | 648 | #NAME? | 648 | 0.77563 | 0.73568 | 1.1288 | 1.4608 | 1.0345 | 0.89796 | 1.4022 | 1.8886 | 1.1756 | 1.1792 | 1.8968 | 2.4744
|  | 649 | #NAME? | 649 | 0.77883 | 0.73784 | 1.1319 | 1.4654 | 1.0387 | 0.90073 | 1.4061 | 1.8945 | 1.1803 | 1.1829 | 1.9021 | 2.4822
|  | 650 | #NAME? | 650 | 0.78203 | 0.74 | 1.135 | 1.47 | 1.0428 | 0.9035 | 1.41 | 1.9005 | 1.185 | 1.1865 | 1.9075 | 2.49
|  | 651 | #NAME? | 651 | 0.78523 | 0.74216 | 1.1381 | 1.4746 | 1.0469 | 0.90627 | 1.4139 | 1.9064 | 1.1897 | 1.1901 | 1.9128 | 2.4978
|  | 652 | #NAME? | 652 | 0.78844 | 0.74432 | 1.1412 | 1.4792 | 1.0511 | 0.90904 | 1.4178 | 1.9124 | 1.1944 | 1.1938 | 1.9182 | 2.5056
|  | 653 | #NAME? | 653 | 0.79164 | 0.74648 | 1.1443 | 1.4838 | 1.0552 | 0.91181 | 1.4217 | 1.9183 | 1.1991 | 1.1974 | 1.9235 | 2.5134
|  | 654 | #NAME? | 654 | 0.79484 | 0.74864 | 1.1474 | 1.4884 | 1.0593 | 0.91458 | 1.4256 | 1.9243 | 1.2038 | 1.201 | 1.9289 | 2.5212
|  | 655 | #NAME? | 655 | 0.79805 | 0.7508 | 1.1505 | 1.493 | 1.0635 | 0.91735 | 1.4295 | 1.9303 | 1.2085 | 1.2046 | 1.9342 | 2.529
|  | 656 | #NAME? | 656 | 0.80125 | 0.75296 | 1.1536 | 1.4976 | 1.0676 | 0.92012 | 1.4334 | 1.9362 | 1.2132 | 1.2083 | 1.9396 | 2.5368
|  | 657 | #NAME? | 657 | 0.80445 | 0.75512 | 1.1567 | 1.5022 | 1.0718 | 0.92289 | 1.4373 | 1.9422 | 1.2179 | 1.2119 | 1.9449 | 2.5446
|  | 658 | #NAME? | 658 | 0.80766 | 0.75728 | 1.1598 | 1.5068 | 1.0759 | 0.92566 | 1.4412 | 1.9481 | 1.2226 | 1.2155 | 1.9503 | 2.5524
|  | 659 | #NAME? | 659 | 0.81086 | 0.75944 | 1.1629 | 1.5114 | 1.08 | 0.92843 | 1.4451 | 1.9541 | 1.2273 | 1.2192 | 1.9556 | 2.5602
|  | 660 | #NAME? | 660 | 0.81406 | 0.7616 | 1.166 | 1.516 | 1.0842 | 0.9312 | 1.449 | 1.96 | 1.232 | 1.2228 | 1.961 | 2.568
|  | 661 | #NAME? | 661 | 0.81727 | 0.76376 | 1.1691 | 1.5206 | 1.0883 | 0.93397 | 1.4529 | 1.9659 | 1.2367 | 1.2264 | 1.9663 | 2.5758
|  | 662 | #NAME? | 662 | 0.82047 | 0.76592 | 1.1722 | 1.5252 | 1.0924 | 0.93674 | 1.4568 | 1.9719 | 1.2414 | 1.2301 | 1.9717 | 2.5836
|  | 663 | #NAME? | 663 | 0.82367 | 0.76808 | 1.1753 | 1.5298 | 1.0966 | 0.93951 | 1.4607 | 1.9778 | 1.2461 | 1.2337 | 1.977 | 2.5914
|  | 664 | #NAME? | 664 | 0.82687 | 0.77024 | 1.1784 | 1.5344 | 1.1007 | 0.94228 | 1.4646 | 1.9838 | 1.2508 | 1.2373 | 1.9824 | 2.5992
|  | 665 | #NAME? | 665 | 0.83008 | 0.7724 | 1.1815 | 1.539 | 1.1048 | 0.94505 | 1.4685 | 1.9897 | 1.2555 | 1.2409 | 1.9877 | 2.607
|  | 666 | #NAME? | 666 | 0.83328 | 0.77456 | 1.1846 | 1.5436 | 1.109 | 0.94782 | 1.4724 | 1.9957 | 1.2602 | 1.2446 | 1.9931 | 2.6148
|  | 667 | #NAME? | 667 | 0.83648 | 0.77672 | 1.1877 | 1.5482 | 1.1131 | 0.95059 | 1.4763 | 2.0017 | 1.2649 | 1.2482 | 1.9984 | 2.6226
|  | 668 | #NAME? | 668 | 0.83969 | 0.77888 | 1.1908 | 1.5528 | 1.1172 | 0.95336 | 1.4802 | 2.0076 | 1.2696 | 1.2518 | 2.0038 | 2.6304
|  | 669 | #NAME? | 669 | 0.84289 | 0.78104 | 1.1939 | 1.5574 | 1.1214 | 0.95613 | 1.4841 | 2.0135 | 1.2743 | 1.2555 | 2.0091 | 2.6382
|  | 670 | #NAME? | 670 | 0.84609 | 0.7832 | 1.197 | 1.562 | 1.1255 | 0.9589 | 1.488 | 2.0195 | 1.279 | 1.2591 | 2.0145 | 2.646
|  | 671 | #NAME? | 671 | 0.8493 | 0.78536 | 1.2001 | 1.5666 | 1.1297 | 0.96167 | 1.4919 | 2.0254 | 1.2837 | 1.2627 | 2.0198 | 2.6538
|  | 672 | #NAME? | 672 | 0.8525 | 0.78752 | 1.2032 | 1.5712 | 1.1338 | 0.96444 | 1.4958 | 2.0314 | 1.2884 | 1.2664 | 2.0252 | 2.6616
|  | 673 | #NAME? | 673 | 0.8557 | 0.78968 | 1.2063 | 1.5758 | 1.1379 | 0.96721 | 1.4997 | 2.0373 | 1.2931 | 1.27 | 2.0305 | 2.6694
|  | 674 | #NAME? | 674 | 0.85891 | 0.79184 | 1.2094 | 1.5804 | 1.1421 | 0.96998 | 1.5036 | 2.0433 | 1.2978 | 1.2736 | 2.0359 | 2.6772
|  | 675 | #NAME? | 675 | 0.86211 | 0.794 | 1.2125 | 1.585 | 1.1462 | 0.97275 | 1.5075 | 2.0492 | 1.3025 | 1.2772 | 2.0412 | 2.685
|  | 676 | #NAME? | 676 | 0.86531 | 0.79616 | 1.2156 | 1.5896 | 1.1503 | 0.97552 | 1.5114 | 2.0552 | 1.3072 | 1.2809 | 2.0466 | 2.6928
|  | 677 | #NAME? | 677 | 0.86852 | 0.79832 | 1.2187 | 1.5942 | 1.1545 | 0.97829 | 1.5153 | 2.0612 | 1.3119 | 1.2845 | 2.0519 | 2.7006
|  | 678 | #NAME? | 678 | 0.87172 | 0.80048 | 1.2218 | 1.5988 | 1.1586 | 0.98106 | 1.5192 | 2.0671 | 1.3166 | 1.2881 | 2.0573 | 2.7084
|  | 679 | #NAME? | 679 | 0.87492 | 0.80264 | 1.2249 | 1.6034 | 1.1627 | 0.98383 | 1.5231 | 2.073 | 1.3213 | 1.2918 | 2.0626 | 2.7162
|  | 680 | #NAME? | 680 | 0.87812 | 0.8048 | 1.228 | 1.608 | 1.1669 | 0.9866 | 1.527 | 2.079 | 1.326 | 1.2954 | 2.068 | 2.724
|  | 681 | #NAME? | 681 | 0.88133 | 0.80696 | 1.2311 | 1.6126 | 1.171 | 0.98937 | 1.5309 | 2.085 | 1.3307 | 1.299 | 2.0734 | 2.7318
|  | 682 | #NAME? | 682 | 0.88453 | 0.80912 | 1.2342 | 1.6172 | 1.1752 | 0.99214 | 1.5348 | 2.0909 | 1.3354 | 1.3027 | 2.0787 | 2.7396
|  | 683 | #NAME? | 683 | 0.88773 | 0.81128 | 1.2373 | 1.6218 | 1.1793 | 0.99491 | 1.5387 | 2.0968 | 1.3401 | 1.3063 | 2.084 | 2.7474
|  | 684 | #NAME? | 684 | 0.89094 | 0.81344 | 1.2404 | 1.6264 | 1.1834 | 0.99768 | 1.5426 | 2.1028 | 1.3448 | 1.3099 | 2.0894 | 2.7552
|  | 685 | #NAME? | 685 | 0.89414 | 0.8156 | 1.2435 | 1.631 | 1.1876 | 1.0005 | 1.5465 | 2.1088 | 1.3495 | 1.3135 | 2.0947 | 2.763
|  | 686 | #NAME? | 686 | 0.89734 | 0.81776 | 1.2466 | 1.6356 | 1.1917 | 1.0032 | 1.5504 | 2.1147 | 1.3542 | 1.3172 | 2.1001 | 2.7708
|  | 687 | #NAME? | 687 | 0.90055 | 0.81992 | 1.2497 | 1.6402 | 1.1958 | 1.006 | 1.5543 | 2.1206 | 1.3589 | 1.3208 | 2.1054 | 2.7786
|  | 688 | #NAME? | 688 | 0.90375 | 0.82208 | 1.2528 | 1.6448 | 1.2 | 1.0088 | 1.5582 | 2.1266 | 1.3636 | 1.3244 | 2.1108 | 2.7864
|  | 689 | #NAME? | 689 | 0.90695 | 0.82424 | 1.2559 | 1.6494 | 1.2041 | 1.0115 | 1.5621 | 2.1326 | 1.3683 | 1.3281 | 2.1161 | 2.7942
|  | 690 | #NAME? | 690 | 0.91016 | 0.8264 | 1.259 | 1.654 | 1.2082 | 1.0143 | 1.566 | 2.1385 | 1.373 | 1.3317 | 2.1215 | 2.802
|  | 691 | #NAME? | 691 | 0.91336 | 0.82856 | 1.2621 | 1.6586 | 1.2124 | 1.0171 | 1.5699 | 2.1444 | 1.3777 | 1.3353 | 2.1268 | 2.8098
|  | 692 | #NAME? | 692 | 0.91656 | 0.83072 | 1.2652 | 1.6632 | 1.2165 | 1.0198 | 1.5738 | 2.1504 | 1.3824 | 1.339 | 2.1322 | 2.8176
|  | 693 | #NAME? | 693 | 0.91977 | 0.83288 | 1.2683 | 1.6678 | 1.2206 | 1.0226 | 1.5777 | 2.1563 | 1.3871 | 1.3426 | 2.1375 | 2.8254
|  | 694 | #NAME? | 694 | 0.92297 | 0.83504 | 1.2714 | 1.6724 | 1.2248 | 1.0254 | 1.5816 | 2.1623 | 1.3918 | 1.3462 | 2.1429 | 2.8332
|  | 695 | #NAME? | 695 | 0.92617 | 0.8372 | 1.2745 | 1.677 | 1.2289 | 1.0282 | 1.5855 | 2.1683 | 1.3965 | 1.3498 | 2.1482 | 2.841
|  | 696 | #NAME? | 696 | 0.92937 | 0.83936 | 1.2776 | 1.6816 | 1.2331 | 1.0309 | 1.5894 | 2.1742 | 1.4012 | 1.3535 | 2.1536 | 2.8488
|  | 697 | #NAME? | 697 | 0.93258 | 0.84152 | 1.2807 | 1.6862 | 1.2372 | 1.0337 | 1.5933 | 2.1801 | 1.4059 | 1.3571 | 2.1589 | 2.8566
|  | 698 | #NAME? | 698 | 0.93578 | 0.84368 | 1.2838 | 1.6908 | 1.2413 | 1.0365 | 1.5972 | 2.1861 | 1.4106 | 1.3607 | 2.1643 | 2.8644
|  | 699 | #NAME? | 699 | 0.93898 | 0.84584 | 1.2869 | 1.6954 | 1.2455 | 1.0392 | 1.6011 | 2.1921 | 1.4153 | 1.3644 | 2.1696 | 2.8722
|  | 700 | #NAME? | 700 | 0.94219 | 0.848 | 1.29 | 1.7 | 1.2496 | 1.042 | 1.605 | 2.198 | 1.42 | 1.368 | 2.175 | 2.88
|  | 701 | #NAME? | 701 | 0.94539 | 0.85057 | 1.2938 | 1.7054 | 1.2542 | 1.0452 | 1.6096 | 2.2051 | 1.4252 | 1.3722 | 2.1809 | 2.8894
|  | 702 | #NAME? | 702 | 0.94859 | 0.85314 | 1.2976 | 1.7108 | 1.2588 | 1.0484 | 1.6141 | 2.2122 | 1.4304 | 1.3764 | 2.1869 | 2.8988
|  | 703 | #NAME? | 703 | 0.9518 | 0.85571 | 1.3014 | 1.7162 | 1.2633 | 1.0515 | 1.6187 | 2.2192 | 1.4356 | 1.3805 | 2.1928 | 2.9082
|  | 704 | #NAME? | 704 | 0.955 | 0.85828 | 1.3052 | 1.7216 | 1.2679 | 1.0547 | 1.6232 | 2.2263 | 1.4408 | 1.3847 | 2.1988 | 2.9176
|  | 705 | #NAME? | 705 | 0.9582 | 0.86085 | 1.309 | 1.727 | 1.2725 | 1.0579 | 1.6278 | 2.2334 | 1.446 | 1.3889 | 2.2047 | 2.927
|  | 706 | #NAME? | 706 | 0.96141 | 0.86342 | 1.3128 | 1.7324 | 1.2771 | 1.0611 | 1.6324 | 2.2405 | 1.4512 | 1.3931 | 2.2107 | 2.9364
|  | 707 | #NAME? | 707 | 0.96461 | 0.86599 | 1.3166 | 1.7378 | 1.2816 | 1.0643 | 1.6369 | 2.2476 | 1.4564 | 1.3973 | 2.2167 | 2.9458
|  | 708 | #NAME? | 708 | 0.96781 | 0.86856 | 1.3204 | 1.7432 | 1.2862 | 1.0674 | 1.6415 | 2.2546 | 1.4616 | 1.4014 | 2.2226 | 2.9552
|  | 709 | #NAME? | 709 | 0.97102 | 0.87113 | 1.3242 | 1.7486 | 1.2908 | 1.0706 | 1.646 | 2.2617 | 1.4668 | 1.4056 | 2.2285 | 2.9646
|  | 710 | #NAME? | 710 | 0.97422 | 0.8737 | 1.328 | 1.754 | 1.2954 | 1.0738 | 1.6506 | 2.2688 | 1.472 | 1.4098 | 2.2345 | 2.974
|  | 711 | #NAME? | 711 | 0.97742 | 0.87627 | 1.3318 | 1.7594 | 1.2999 | 1.077 | 1.6552 | 2.2759 | 1.4772 | 1.414 | 2.2405 | 2.9834
|  | 712 | #NAME? | 712 | 0.98062 | 0.87884 | 1.3356 | 1.7648 | 1.3045 | 1.0802 | 1.6597 | 2.283 | 1.4824 | 1.4182 | 2.2464 | 2.9928
|  | 713 | #NAME? | 713 | 0.98383 | 0.88141 | 1.3394 | 1.7702 | 1.3091 | 1.0833 | 1.6643 | 2.29 | 1.4876 | 1.4223 | 2.2523 | 3.0022
|  | 714 | #NAME? | 714 | 0.98703 | 0.88398 | 1.3432 | 1.7756 | 1.3137 | 1.0865 | 1.6688 | 2.2971 | 1.4928 | 1.4265 | 2.2583 | 3.0116
|  | 715 | #NAME? | 715 | 0.99023 | 0.88655 | 1.347 | 1.781 | 1.3182 | 1.0897 | 1.6734 | 2.3042 | 1.498 | 1.4307 | 2.2642 | 3.021
|  | 716 | #NAME? | 716 | 0.99344 | 0.88912 | 1.3508 | 1.7864 | 1.3228 | 1.0929 | 1.678 | 2.3113 | 1.5032 | 1.4349 | 2.2702 | 3.0304
|  | 717 | #NAME? | 717 | 0.99664 | 0.89169 | 1.3546 | 1.7918 | 1.3274 | 1.0961 | 1.6825 | 2.3184 | 1.5084 | 1.4391 | 2.2761 | 3.0398
|  | 718 | #NAME? | 718 | 0.99984 | 0.89426 | 1.3584 | 1.7972 | 1.332 | 1.0992 | 1.6871 | 2.3254 | 1.5136 | 1.4432 | 2.2821 | 3.0492
|  | 719 | #NAME? | 719 | 1.003 | 0.89683 | 1.3622 | 1.8026 | 1.3365 | 1.1024 | 1.6916 | 2.3325 | 1.5188 | 1.4474 | 2.288 | 3.0586
|  | 720 | #NAME? | 720 | 1.0062 | 0.8994 | 1.366 | 1.808 | 1.3411 | 1.1056 | 1.6962 | 2.3396 | 1.524 | 1.4516 | 2.294 | 3.068
|  | 721 | #NAME? | 721 | 1.0095 | 0.90197 | 1.3698 | 1.8134 | 1.3457 | 1.1088 | 1.7008 | 2.3467 | 1.5292 | 1.4558 | 2.2999 | 3.0774
|  | 722 | #NAME? | 722 | 1.0127 | 0.90454 | 1.3736 | 1.8188 | 1.3503 | 1.112 | 1.7053 | 2.3538 | 1.5344 | 1.46 | 2.3059 | 3.0868
|  | 723 | #NAME? | 723 | 1.0159 | 0.90711 | 1.3774 | 1.8242 | 1.3548 | 1.1151 | 1.7099 | 2.3608 | 1.5396 | 1.4641 | 2.3118 | 3.0962
|  | 724 | #NAME? | 724 | 1.0191 | 0.90968 | 1.3812 | 1.8296 | 1.3594 | 1.1183 | 1.7144 | 2.3679 | 1.5448 | 1.4683 | 2.3178 | 3.1056
|  | 725 | #NAME? | 725 | 1.0223 | 0.91225 | 1.385 | 1.835 | 1.364 | 1.1215 | 1.719 | 2.375 | 1.55 | 1.4725 | 2.3237 | 3.115
|  | 726 | #NAME? | 726 | 1.0255 | 0.91482 | 1.3888 | 1.8404 | 1.3686 | 1.1247 | 1.7236 | 2.3821 | 1.5552 | 1.4767 | 2.3297 | 3.1244
|  | 727 | #NAME? | 727 | 1.0287 | 0.91739 | 1.3926 | 1.8458 | 1.3732 | 1.1279 | 1.7281 | 2.3892 | 1.5604 | 1.4809 | 2.3356 | 3.1338
|  | 728 | #NAME? | 728 | 1.0319 | 0.91996 | 1.3964 | 1.8512 | 1.3777 | 1.131 | 1.7327 | 2.3962 | 1.5656 | 1.485 | 2.3416 | 3.1432
|  | 729 | #NAME? | 729 | 1.0351 | 0.92253 | 1.4002 | 1.8566 | 1.3823 | 1.1342 | 1.7372 | 2.4033 | 1.5708 | 1.4892 | 2.3476 | 3.1526
|  | 730 | #NAME? | 730 | 1.0383 | 0.9251 | 1.404 | 1.862 | 1.3869 | 1.1374 | 1.7418 | 2.4104 | 1.576 | 1.4934 | 2.3535 | 3.162
|  | 731 | #NAME? | 731 | 1.0415 | 0.92767 | 1.4078 | 1.8674 | 1.3915 | 1.1406 | 1.7464 | 2.4175 | 1.5812 | 1.4976 | 2.3594 | 3.1714
|  | 732 | #NAME? | 732 | 1.0447 | 0.93024 | 1.4116 | 1.8728 | 1.396 | 1.1438 | 1.7509 | 2.4246 | 1.5864 | 1.5018 | 2.3654 | 3.1808
|  | 733 | #NAME? | 733 | 1.0479 | 0.93281 | 1.4154 | 1.8782 | 1.4006 | 1.1469 | 1.7555 | 2.4316 | 1.5916 | 1.5059 | 2.3714 | 3.1902
|  | 734 | #NAME? | 734 | 1.0511 | 0.93538 | 1.4192 | 1.8836 | 1.4052 | 1.1501 | 1.76 | 2.4387 | 1.5968 | 1.5101 | 2.3773 | 3.1996
|  | 735 | #NAME? | 735 | 1.0543 | 0.93795 | 1.423 | 1.889 | 1.4098 | 1.1533 | 1.7646 | 2.4458 | 1.602 | 1.5143 | 2.3832 | 3.209
|  | 736 | #NAME? | 736 | 1.0575 | 0.94052 | 1.4268 | 1.8944 | 1.4143 | 1.1565 | 1.7692 | 2.4529 | 1.6072 | 1.5185 | 2.3892 | 3.2184
|  | 737 | #NAME? | 737 | 1.0607 | 0.94309 | 1.4306 | 1.8998 | 1.4189 | 1.1597 | 1.7737 | 2.46 | 1.6124 | 1.5227 | 2.3952 | 3.2278
|  | 738 | #NAME? | 738 | 1.0639 | 0.94566 | 1.4344 | 1.9052 | 1.4235 | 1.1628 | 1.7783 | 2.467 | 1.6176 | 1.5268 | 2.4011 | 3.2372
|  | 739 | #NAME? | 739 | 1.0671 | 0.94823 | 1.4382 | 1.9106 | 1.4281 | 1.166 | 1.7828 | 2.4741 | 1.6228 | 1.531 | 2.407 | 3.2466
|  | 740 | #NAME? | 740 | 1.0703 | 0.9508 | 1.442 | 1.916 | 1.4326 | 1.1692 | 1.7874 | 2.4812 | 1.628 | 1.5352 | 2.413 | 3.256
|  | 741 | #NAME? | 741 | 1.0735 | 0.95337 | 1.4458 | 1.9214 | 1.4372 | 1.1724 | 1.792 | 2.4883 | 1.6332 | 1.5394 | 2.4189 | 3.2654
|  | 742 | #NAME? | 742 | 1.0767 | 0.95594 | 1.4496 | 1.9268 | 1.4418 | 1.1756 | 1.7965 | 2.4954 | 1.6384 | 1.5436 | 2.4249 | 3.2748
|  | 743 | #NAME? | 743 | 1.0799 | 0.95851 | 1.4534 | 1.9322 | 1.4464 | 1.1787 | 1.8011 | 2.5024 | 1.6436 | 1.5477 | 2.4308 | 3.2842
|  | 744 | #NAME? | 744 | 1.0831 | 0.96108 | 1.4572 | 1.9376 | 1.4509 | 1.1819 | 1.8056 | 2.5095 | 1.6488 | 1.5519 | 2.4368 | 3.2936
|  | 745 | #NAME? | 745 | 1.0863 | 0.96365 | 1.461 | 1.943 | 1.4555 | 1.1851 | 1.8102 | 2.5166 | 1.654 | 1.5561 | 2.4427 | 3.303
|  | 746 | #NAME? | 746 | 1.0895 | 0.96622 | 1.4648 | 1.9484 | 1.4601 | 1.1883 | 1.8148 | 2.5237 | 1.6592 | 1.5603 | 2.4487 | 3.3124
|  | 747 | #NAME? | 747 | 1.0927 | 0.96879 | 1.4686 | 1.9538 | 1.4647 | 1.1915 | 1.8193 | 2.5308 | 1.6644 | 1.5645 | 2.4546 | 3.3218
|  | 748 | #NAME? | 748 | 1.0959 | 0.97136 | 1.4724 | 1.9592 | 1.4692 | 1.1946 | 1.8239 | 2.5378 | 1.6696 | 1.5686 | 2.4606 | 3.3312
|  | 749 | #NAME? | 749 | 1.0991 | 0.97393 | 1.4762 | 1.9646 | 1.4738 | 1.1978 | 1.8284 | 2.5449 | 1.6748 | 1.5728 | 2.4665 | 3.3406
|  | 750 | #NAME? | 750 | 1.1023 | 0.9765 | 1.48 | 1.97 | 1.4784 | 1.201 | 1.833 | 2.552 | 1.68 | 1.577 | 2.4725 | 3.35
|  | 751 | #NAME? | 751 | 1.1055 | 0.97907 | 1.4838 | 1.9754 | 1.483 | 1.2042 | 1.8376 | 2.5591 | 1.6852 | 1.5812 | 2.4785 | 3.3594
|  | 752 | #NAME? | 752 | 1.1087 | 0.98164 | 1.4876 | 1.9808 | 1.4876 | 1.2074 | 1.8421 | 2.5662 | 1.6904 | 1.5854 | 2.4844 | 3.3688
|  | 753 | #NAME? | 753 | 1.112 | 0.98421 | 1.4914 | 1.9862 | 1.4921 | 1.2105 | 1.8467 | 2.5732 | 1.6956 | 1.5895 | 2.4903 | 3.3782
|  | 754 | #NAME? | 754 | 1.1152 | 0.98678 | 1.4952 | 1.9916 | 1.4967 | 1.2137 | 1.8512 | 2.5803 | 1.7008 | 1.5937 | 2.4963 | 3.3876
|  | 755 | #NAME? | 755 | 1.1184 | 0.98935 | 1.499 | 1.997 | 1.5013 | 1.2169 | 1.8558 | 2.5874 | 1.706 | 1.5979 | 2.5023 | 3.397
|  | 756 | #NAME? | 756 | 1.1216 | 0.99192 | 1.5028 | 2.0024 | 1.5059 | 1.2201 | 1.8604 | 2.5945 | 1.7112 | 1.6021 | 2.5082 | 3.4064
|  | 757 | #NAME? | 757 | 1.1248 | 0.99449 | 1.5066 | 2.0078 | 1.5104 | 1.2233 | 1.8649 | 2.6016 | 1.7164 | 1.6063 | 2.5141 | 3.4158
|  | 758 | #NAME? | 758 | 1.128 | 0.99706 | 1.5104 | 2.0132 | 1.515 | 1.2264 | 1.8695 | 2.6086 | 1.7216 | 1.6104 | 2.5201 | 3.4252
|  | 759 | #NAME? | 759 | 1.1312 | 0.99963 | 1.5142 | 2.0186 | 1.5196 | 1.2296 | 1.874 | 2.6157 | 1.7268 | 1.6146 | 2.5261 | 3.4346
|  | 760 | #NAME? | 760 | 1.1344 | 1.0022 | 1.518 | 2.024 | 1.5242 | 1.2328 | 1.8786 | 2.6228 | 1.732 | 1.6188 | 2.532 | 3.444
|  | 761 | #NAME? | 761 | 1.1376 | 1.0048 | 1.5218 | 2.0294 | 1.5287 | 1.236 | 1.8832 | 2.6299 | 1.7372 | 1.623 | 2.5379 | 3.4534
|  | 762 | #NAME? | 762 | 1.1408 | 1.0073 | 1.5256 | 2.0348 | 1.5333 | 1.2392 | 1.8877 | 2.637 | 1.7424 | 1.6272 | 2.5439 | 3.4628
|  | 763 | #NAME? | 763 | 1.144 | 1.0099 | 1.5294 | 2.0402 | 1.5379 | 1.2423 | 1.8923 | 2.644 | 1.7476 | 1.6313 | 2.5498 | 3.4722
|  | 764 | #NAME? | 764 | 1.1472 | 1.0125 | 1.5332 | 2.0456 | 1.5425 | 1.2455 | 1.8968 | 2.6511 | 1.7528 | 1.6355 | 2.5558 | 3.4816
|  | 765 | #NAME? | 765 | 1.1504 | 1.0151 | 1.537 | 2.051 | 1.547 | 1.2487 | 1.9014 | 2.6582 | 1.758 | 1.6397 | 2.5617 | 3.491
|  | 766 | #NAME? | 766 | 1.1536 | 1.0176 | 1.5408 | 2.0564 | 1.5516 | 1.2519 | 1.906 | 2.6653 | 1.7632 | 1.6439 | 2.5677 | 3.5004
|  | 767 | #NAME? | 767 | 1.1568 | 1.0202 | 1.5446 | 2.0618 | 1.5562 | 1.2551 | 1.9105 | 2.6724 | 1.7684 | 1.6481 | 2.5736 | 3.5098
|  | 768 | #NAME? | 768 | 1.16 | 1.0228 | 1.5484 | 2.0672 | 1.5608 | 1.2582 | 1.9151 | 2.6794 | 1.7736 | 1.6522 | 2.5796 | 3.5192
|  | 769 | #NAME? | 769 | 1.1638 | 1.0253 | 1.5522 | 2.0726 | 1.5653 | 1.2614 | 1.9196 | 2.6865 | 1.7788 | 1.6564 | 2.5856 | 3.5286
|  | 770 | #NAME? | 770 | 1.1676 | 1.0279 | 1.556 | 2.078 | 1.5699 | 1.2646 | 1.9242 | 2.6936 | 1.784 | 1.6606 | 2.5915 | 3.538
|  | 771 | #NAME? | 771 | 1.1714 | 1.0305 | 1.5598 | 2.0834 | 1.5745 | 1.2678 | 1.9288 | 2.7007 | 1.7892 | 1.6648 | 2.5974 | 3.5474
|  | 772 | #NAME? | 772 | 1.1752 | 1.033 | 1.5636 | 2.0888 | 1.5791 | 1.271 | 1.9333 | 2.7078 | 1.7944 | 1.669 | 2.6034 | 3.5568
|  | 773 | #NAME? | 773 | 1.179 | 1.0356 | 1.5674 | 2.0942 | 1.5836 | 1.2741 | 1.9379 | 2.7148 | 1.7996 | 1.6731 | 2.6094 | 3.5662
|  | 774 | #NAME? | 774 | 1.1828 | 1.0382 | 1.5712 | 2.0996 | 1.5882 | 1.2773 | 1.9424 | 2.7219 | 1.8048 | 1.6773 | 2.6153 | 3.5756
|  | 775 | #NAME? | 775 | 1.1866 | 1.0408 | 1.575 | 2.105 | 1.5928 | 1.2805 | 1.947 | 2.729 | 1.81 | 1.6815 | 2.6212 | 3.585
|  | 776 | #NAME? | 776 | 1.1904 | 1.0433 | 1.5788 | 2.1104 | 1.5974 | 1.2837 | 1.9516 | 2.7361 | 1.8152 | 1.6857 | 2.6272 | 3.5944
|  | 777 | #NAME? | 777 | 1.1942 | 1.0459 | 1.5826 | 2.1158 | 1.602 | 1.2869 | 1.9561 | 2.7432 | 1.8204 | 1.6899 | 2.6332 | 3.6038
|  | 778 | #NAME? | 778 | 1.198 | 1.0485 | 1.5864 | 2.1212 | 1.6065 | 1.29 | 1.9607 | 2.7502 | 1.8256 | 1.694 | 2.6391 | 3.6132
|  | 779 | #NAME? | 779 | 1.2018 | 1.051 | 1.5902 | 2.1266 | 1.6111 | 1.2932 | 1.9652 | 2.7573 | 1.8308 | 1.6982 | 2.645 | 3.6226
|  | 780 | #NAME? | 780 | 1.2056 | 1.0536 | 1.594 | 2.132 | 1.6157 | 1.2964 | 1.9698 | 2.7644 | 1.836 | 1.7024 | 2.651 | 3.632
|  | 781 | #NAME? | 781 | 1.2094 | 1.0562 | 1.5978 | 2.1374 | 1.6203 | 1.2996 | 1.9744 | 2.7715 | 1.8412 | 1.7066 | 2.657 | 3.6414
|  | 782 | #NAME? | 782 | 1.2132 | 1.0587 | 1.6016 | 2.1428 | 1.6248 | 1.3028 | 1.9789 | 2.7786 | 1.8464 | 1.7108 | 2.6629 | 3.6508
|  | 783 | #NAME? | 783 | 1.217 | 1.0613 | 1.6054 | 2.1482 | 1.6294 | 1.3059 | 1.9835 | 2.7856 | 1.8516 | 1.7149 | 2.6688 | 3.6602
|  | 784 | #NAME? | 784 | 1.2208 | 1.0639 | 1.6092 | 2.1536 | 1.634 | 1.3091 | 1.988 | 2.7927 | 1.8568 | 1.7191 | 2.6748 | 3.6696
|  | 785 | #NAME? | 785 | 1.2246 | 1.0664 | 1.613 | 2.159 | 1.6386 | 1.3123 | 1.9926 | 2.7998 | 1.862 | 1.7233 | 2.6808 | 3.679
|  | 786 | #NAME? | 786 | 1.2284 | 1.069 | 1.6168 | 2.1644 | 1.6431 | 1.3155 | 1.9972 | 2.8069 | 1.8672 | 1.7275 | 2.6867 | 3.6884
|  | 787 | #NAME? | 787 | 1.2322 | 1.0716 | 1.6206 | 2.1698 | 1.6477 | 1.3187 | 2.0017 | 2.814 | 1.8724 | 1.7317 | 2.6926 | 3.6978
|  | 788 | #NAME? | 788 | 1.2359 | 1.0742 | 1.6244 | 2.1752 | 1.6523 | 1.3218 | 2.0063 | 2.821 | 1.8776 | 1.7358 | 2.6986 | 3.7072
|  | 789 | #NAME? | 789 | 1.2397 | 1.0767 | 1.6282 | 2.1806 | 1.6569 | 1.325 | 2.0108 | 2.8281 | 1.8828 | 1.74 | 2.7045 | 3.7166
|  | 790 | #NAME? | 790 | 1.2435 | 1.0793 | 1.632 | 2.186 | 1.6614 | 1.3282 | 2.0154 | 2.8352 | 1.888 | 1.7442 | 2.7105 | 3.726
|  | 791 | #NAME? | 791 | 1.2473 | 1.0819 | 1.6358 | 2.1914 | 1.666 | 1.3314 | 2.02 | 2.8423 | 1.8932 | 1.7484 | 2.7165 | 3.7354
|  | 792 | #NAME? | 792 | 1.2511 | 1.0844 | 1.6396 | 2.1968 | 1.6706 | 1.3346 | 2.0245 | 2.8494 | 1.8984 | 1.7526 | 2.7224 | 3.7448
|  | 793 | #NAME? | 793 | 1.2549 | 1.087 | 1.6434 | 2.2022 | 1.6752 | 1.3377 | 2.0291 | 2.8564 | 1.9036 | 1.7567 | 2.7283 | 3.7542
|  | 794 | #NAME? | 794 | 1.2587 | 1.0896 | 1.6472 | 2.2076 | 1.6797 | 1.3409 | 2.0336 | 2.8635 | 1.9088 | 1.7609 | 2.7343 | 3.7636
|  | 795 | #NAME? | 795 | 1.2625 | 1.0921 | 1.651 | 2.213 | 1.6843 | 1.3441 | 2.0382 | 2.8706 | 1.914 | 1.7651 | 2.7403 | 3.773
|  | 796 | #NAME? | 796 | 1.2663 | 1.0947 | 1.6548 | 2.2184 | 1.6889 | 1.3473 | 2.0428 | 2.8777 | 1.9192 | 1.7693 | 2.7462 | 3.7824
|  | 797 | #NAME? | 797 | 1.2701 | 1.0973 | 1.6586 | 2.2238 | 1.6935 | 1.3505 | 2.0473 | 2.8848 | 1.9244 | 1.7735 | 2.7521 | 3.7918
|  | 798 | #NAME? | 798 | 1.2739 | 1.0999 | 1.6624 | 2.2292 | 1.698 | 1.3536 | 2.0519 | 2.8918 | 1.9296 | 1.7776 | 2.7581 | 3.8012
|  | 799 | #NAME? | 799 | 1.2777 | 1.1024 | 1.6662 | 2.2346 | 1.7026 | 1.3568 | 2.0564 | 2.8989 | 1.9348 | 1.7818 | 2.7641 | 3.8106
|  | 800 | #NAME? | 800 | 1.2815 | 1.105 | 1.67 | 2.24 | 1.7072 | 1.36 | 2.061 | 2.906 | 1.94 | 1.786 | 2.77 | 3.82
|  | 801 | #NAME? | 801 | 1.2853 | 1.1079 | 1.6747 | 2.2465 | 1.7121 | 1.3636 | 2.0656 | 2.9142 | 1.9456 | 1.7908 | 2.777 | 3.8306
|  | 802 | #NAME? | 802 | 1.2891 | 1.1109 | 1.6794 | 2.253 | 1.7171 | 1.3672 | 2.0702 | 2.9225 | 1.9512 | 1.7955 | 2.784 | 3.8412
|  | 803 | #NAME? | 803 | 1.2929 | 1.1138 | 1.6841 | 2.2595 | 1.722 | 1.3709 | 2.0749 | 2.9307 | 1.9568 | 1.8003 | 2.791 | 3.8518
|  | 804 | #NAME? | 804 | 1.2967 | 1.1167 | 1.6888 | 2.266 | 1.7269 | 1.3745 | 2.0795 | 2.9389 | 1.9624 | 1.805 | 2.798 | 3.8624
|  | 805 | #NAME? | 805 | 1.3005 | 1.1197 | 1.6935 | 2.2725 | 1.7318 | 1.3781 | 2.0841 | 2.9472 | 1.968 | 1.8097 | 2.805 | 3.873
|  | 806 | #NAME? | 806 | 1.3043 | 1.1226 | 1.6982 | 2.279 | 1.7368 | 1.3817 | 2.0887 | 2.9554 | 1.9736 | 1.8145 | 2.812 | 3.8836
|  | 807 | #NAME? | 807 | 1.3081 | 1.1255 | 1.7029 | 2.2855 | 1.7417 | 1.3853 | 2.0933 | 2.9636 | 1.9792 | 1.8193 | 2.819 | 3.8942
|  | 808 | #NAME? | 808 | 1.3119 | 1.1284 | 1.7076 | 2.292 | 1.7466 | 1.389 | 2.098 | 2.9718 | 1.9848 | 1.824 | 2.826 | 3.9048
|  | 809 | #NAME? | 809 | 1.3157 | 1.1314 | 1.7123 | 2.2985 | 1.7516 | 1.3926 | 2.1026 | 2.9801 | 1.9904 | 1.8288 | 2.833 | 3.9154
|  | 810 | #NAME? | 810 | 1.3195 | 1.1343 | 1.717 | 2.305 | 1.7565 | 1.3962 | 2.1072 | 2.9883 | 1.996 | 1.8335 | 2.84 | 3.926
|  | 811 | #NAME? | 811 | 1.3233 | 1.1372 | 1.7217 | 2.3115 | 1.7614 | 1.3998 | 2.1118 | 2.9965 | 2.0016 | 1.8382 | 2.847 | 3.9366
|  | 812 | #NAME? | 812 | 1.3271 | 1.1402 | 1.7264 | 2.318 | 1.7663 | 1.4034 | 2.1164 | 3.0048 | 2.0072 | 1.843 | 2.854 | 3.9472
|  | 813 | #NAME? | 813 | 1.3309 | 1.1431 | 1.7311 | 2.3245 | 1.7713 | 1.4071 | 2.1211 | 3.013 | 2.0128 | 1.8478 | 2.861 | 3.9578
|  | 814 | #NAME? | 814 | 1.3347 | 1.146 | 1.7358 | 2.331 | 1.7762 | 1.4107 | 2.1257 | 3.0212 | 2.0184 | 1.8525 | 2.868 | 3.9684
|  | 815 | #NAME? | 815 | 1.3385 | 1.1489 | 1.7405 | 2.3375 | 1.7811 | 1.4143 | 2.1303 | 3.0295 | 2.024 | 1.8573 | 2.875 | 3.979
|  | 816 | #NAME? | 816 | 1.3423 | 1.1519 | 1.7452 | 2.344 | 1.786 | 1.4179 | 2.1349 | 3.0377 | 2.0296 | 1.862 | 2.882 | 3.9896
|  | 817 | #NAME? | 817 | 1.3461 | 1.1548 | 1.7499 | 2.3505 | 1.791 | 1.4215 | 2.1395 | 3.0459 | 2.0352 | 1.8668 | 2.889 | 4.0002
|  | 818 | #NAME? | 818 | 1.3499 | 1.1577 | 1.7546 | 2.357 | 1.7959 | 1.4252 | 2.1442 | 3.0541 | 2.0408 | 1.8715 | 2.896 | 4.0108
|  | 819 | #NAME? | 819 | 1.3537 | 1.1607 | 1.7593 | 2.3635 | 1.8008 | 1.4288 | 2.1488 | 3.0624 | 2.0464 | 1.8762 | 2.903 | 4.0214
|  | 820 | #NAME? | 820 | 1.3575 | 1.1636 | 1.764 | 2.37 | 1.8058 | 1.4324 | 2.1534 | 3.0706 | 2.052 | 1.881 | 2.91 | 4.032
|  | 821 | #NAME? | 821 | 1.3613 | 1.1665 | 1.7687 | 2.3765 | 1.8107 | 1.436 | 2.158 | 3.0788 | 2.0576 | 1.8858 | 2.917 | 4.0426
|  | 822 | #NAME? | 822 | 1.3651 | 1.1695 | 1.7734 | 2.383 | 1.8156 | 1.4396 | 2.1626 | 3.0871 | 2.0632 | 1.8905 | 2.924 | 4.0532
|  | 823 | #NAME? | 823 | 1.3689 | 1.1724 | 1.7781 | 2.3895 | 1.8205 | 1.4433 | 2.1673 | 3.0953 | 2.0688 | 1.8953 | 2.931 | 4.0638
|  | 824 | #NAME? | 824 | 1.3727 | 1.1753 | 1.7828 | 2.396 | 1.8255 | 1.4469 | 2.1719 | 3.1035 | 2.0744 | 1.9 | 2.938 | 4.0744
|  | 825 | #NAME? | 825 | 1.3765 | 1.1783 | 1.7875 | 2.4025 | 1.8304 | 1.4505 | 2.1765 | 3.1118 | 2.08 | 1.9047 | 2.945 | 4.085
|  | 826 | #NAME? | 826 | 1.3803 | 1.1812 | 1.7922 | 2.409 | 1.8353 | 1.4541 | 2.1811 | 3.12 | 2.0856 | 1.9095 | 2.952 | 4.0956
|  | 827 | #NAME? | 827 | 1.3841 | 1.1841 | 1.7969 | 2.4155 | 1.8403 | 1.4577 | 2.1857 | 3.1282 | 2.0912 | 1.9143 | 2.959 | 4.1062
|  | 828 | #NAME? | 828 | 1.3878 | 1.187 | 1.8016 | 2.422 | 1.8452 | 1.4614 | 2.1904 | 3.1364 | 2.0968 | 1.919 | 2.966 | 4.1168
|  | 829 | #NAME? | 829 | 1.3916 | 1.19 | 1.8063 | 2.4285 | 1.8501 | 1.465 | 2.195 | 3.1447 | 2.1024 | 1.9238 | 2.973 | 4.1274
|  | 830 | #NAME? | 830 | 1.3954 | 1.1929 | 1.811 | 2.435 | 1.855 | 1.4686 | 2.1996 | 3.1529 | 2.108 | 1.9285 | 2.98 | 4.138
|  | 831 | #NAME? | 831 | 1.3992 | 1.1958 | 1.8157 | 2.4415 | 1.86 | 1.4722 | 2.2042 | 3.1611 | 2.1136 | 1.9333 | 2.987 | 4.1486
|  | 832 | #NAME? | 832 | 1.403 | 1.1988 | 1.8204 | 2.448 | 1.8649 | 1.4758 | 2.2088 | 3.1694 | 2.1192 | 1.938 | 2.994 | 4.1592
|  | 833 | #NAME? | 833 | 1.4068 | 1.2017 | 1.8251 | 2.4545 | 1.8698 | 1.4795 | 2.2135 | 3.1776 | 2.1248 | 1.9427 | 3.001 | 4.1698
|  | 834 | #NAME? | 834 | 1.4106 | 1.2046 | 1.8298 | 2.461 | 1.8748 | 1.4831 | 2.2181 | 3.1858 | 2.1304 | 1.9475 | 3.008 | 4.1804
|  | 835 | #NAME? | 835 | 1.4144 | 1.2075 | 1.8345 | 2.4675 | 1.8797 | 1.4867 | 2.2227 | 3.1941 | 2.136 | 1.9523 | 3.015 | 4.191
|  | 836 | #NAME? | 836 | 1.4182 | 1.2105 | 1.8392 | 2.474 | 1.8846 | 1.4903 | 2.2273 | 3.2023 | 2.1416 | 1.957 | 3.022 | 4.2016
|  | 837 | #NAME? | 837 | 1.422 | 1.2134 | 1.8439 | 2.4805 | 1.8895 | 1.4939 | 2.2319 | 3.2105 | 2.1472 | 1.9618 | 3.029 | 4.2122
|  | 838 | #NAME? | 838 | 1.4258 | 1.2163 | 1.8486 | 2.487 | 1.8945 | 1.4976 | 2.2366 | 3.2187 | 2.1528 | 1.9665 | 3.036 | 4.2228
|  | 839 | #NAME? | 839 | 1.4296 | 1.2193 | 1.8533 | 2.4935 | 1.8994 | 1.5012 | 2.2412 | 3.227 | 2.1584 | 1.9713 | 3.043 | 4.2334
|  | 840 | #NAME? | 840 | 1.4334 | 1.2222 | 1.858 | 2.5 | 1.9043 | 1.5048 | 2.2458 | 3.2352 | 2.164 | 1.976 | 3.05 | 4.244
|  | 841 | #NAME? | 841 | 1.4372 | 1.2251 | 1.8627 | 2.5065 | 1.9092 | 1.5084 | 2.2504 | 3.2434 | 2.1696 | 1.9808 | 3.057 | 4.2546
|  | 842 | #NAME? | 842 | 1.441 | 1.2281 | 1.8674 | 2.513 | 1.9142 | 1.512 | 2.255 | 3.2517 | 2.1752 | 1.9855 | 3.064 | 4.2652
|  | 843 | #NAME? | 843 | 1.4448 | 1.231 | 1.8721 | 2.5195 | 1.9191 | 1.5157 | 2.2597 | 3.2599 | 2.1808 | 1.9903 | 3.071 | 4.2758
|  | 844 | #NAME? | 844 | 1.4486 | 1.2339 | 1.8768 | 2.526 | 1.924 | 1.5193 | 2.2643 | 3.2681 | 2.1864 | 1.995 | 3.078 | 4.2864
|  | 845 | #NAME? | 845 | 1.4524 | 1.2369 | 1.8815 | 2.5325 | 1.929 | 1.5229 | 2.2689 | 3.2764 | 2.192 | 1.9998 | 3.085 | 4.297
|  | 846 | #NAME? | 846 | 1.4562 | 1.2398 | 1.8862 | 2.539 | 1.9339 | 1.5265 | 2.2735 | 3.2846 | 2.1976 | 2.0045 | 3.092 | 4.3076
|  | 847 | #NAME? | 847 | 1.46 | 1.2427 | 1.8909 | 2.5455 | 1.9388 | 1.5301 | 2.2781 | 3.2928 | 2.2032 | 2.0093 | 3.099 | 4.3182
|  | 848 | #NAME? | 848 | 1.4638 | 1.2456 | 1.8956 | 2.552 | 1.9437 | 1.5338 | 2.2828 | 3.301 | 2.2088 | 2.014 | 3.106 | 4.3288
|  | 849 | #NAME? | 849 | 1.4676 | 1.2486 | 1.9003 | 2.5585 | 1.9487 | 1.5374 | 2.2874 | 3.3093 | 2.2144 | 2.0188 | 3.113 | 4.3394
|  | 850 | #NAME? | 850 | 1.4714 | 1.2515 | 1.905 | 2.565 | 1.9536 | 1.541 | 2.292 | 3.3175 | 2.22 | 2.0235 | 3.12 | 4.35
|  | 851 | #NAME? | 851 | 1.4752 | 1.2544 | 1.9097 | 2.5715 | 1.9585 | 1.5446 | 2.2966 | 3.3257 | 2.2256 | 2.0282 | 3.127 | 4.3606
|  | 852 | #NAME? | 852 | 1.479 | 1.2574 | 1.9144 | 2.578 | 1.9635 | 1.5482 | 2.3012 | 3.334 | 2.2312 | 2.033 | 3.134 | 4.3712
|  | 853 | #NAME? | 853 | 1.4828 | 1.2603 | 1.9191 | 2.5845 | 1.9684 | 1.5519 | 2.3059 | 3.3422 | 2.2368 | 2.0377 | 3.141 | 4.3818
|  | 854 | #NAME? | 854 | 1.4866 | 1.2632 | 1.9238 | 2.591 | 1.9733 | 1.5555 | 2.3105 | 3.3504 | 2.2424 | 2.0425 | 3.148 | 4.3924
|  | 855 | #NAME? | 855 | 1.4904 | 1.2661 | 1.9285 | 2.5975 | 1.9782 | 1.5591 | 2.3151 | 3.3586 | 2.248 | 2.0473 | 3.155 | 4.403
|  | 856 | #NAME? | 856 | 1.4942 | 1.2691 | 1.9332 | 2.604 | 1.9832 | 1.5627 | 2.3197 | 3.3669 | 2.2536 | 2.052 | 3.162 | 4.4136
|  | 857 | #NAME? | 857 | 1.498 | 1.272 | 1.9379 | 2.6105 | 1.9881 | 1.5663 | 2.3243 | 3.3751 | 2.2592 | 2.0568 | 3.169 | 4.4242
|  | 858 | #NAME? | 858 | 1.5018 | 1.2749 | 1.9426 | 2.617 | 1.993 | 1.57 | 2.329 | 3.3833 | 2.2648 | 2.0615 | 3.176 | 4.4348
|  | 859 | #NAME? | 859 | 1.5056 | 1.2779 | 1.9473 | 2.6235 | 1.998 | 1.5736 | 2.3336 | 3.3916 | 2.2704 | 2.0663 | 3.183 | 4.4454
|  | 860 | #NAME? | 860 | 1.5094 | 1.2808 | 1.952 | 2.63 | 2.0029 | 1.5772 | 2.3382 | 3.3998 | 2.276 | 2.071 | 3.19 | 4.456
|  | 861 | #NAME? | 861 | 1.5132 | 1.2837 | 1.9567 | 2.6365 | 2.0078 | 1.5808 | 2.3428 | 3.408 | 2.2816 | 2.0758 | 3.197 | 4.4666
|  | 862 | #NAME? | 862 | 1.517 | 1.2867 | 1.9614 | 2.643 | 2.0127 | 1.5844 | 2.3474 | 3.4163 | 2.2872 | 2.0805 | 3.204 | 4.4772
|  | 863 | #NAME? | 863 | 1.5208 | 1.2896 | 1.9661 | 2.6495 | 2.0177 | 1.5881 | 2.3521 | 3.4245 | 2.2928 | 2.0853 | 3.211 | 4.4878
|  | 864 | #NAME? | 864 | 1.5246 | 1.2925 | 1.9708 | 2.656 | 2.0226 | 1.5917 | 2.3567 | 3.4327 | 2.2984 | 2.09 | 3.218 | 4.4984
|  | 865 | #NAME? | 865 | 1.5284 | 1.2954 | 1.9755 | 2.6625 | 2.0275 | 1.5953 | 2.3613 | 3.4409 | 2.304 | 2.0947 | 3.225 | 4.509
|  | 866 | #NAME? | 866 | 1.5322 | 1.2984 | 1.9802 | 2.669 | 2.0324 | 1.5989 | 2.3659 | 3.4492 | 2.3096 | 2.0995 | 3.232 | 4.5196
|  | 867 | #NAME? | 867 | 1.5359 | 1.3013 | 1.9849 | 2.6755 | 2.0374 | 1.6025 | 2.3705 | 3.4574 | 2.3152 | 2.1042 | 3.239 | 4.5302
|  | 868 | #NAME? | 868 | 1.5397 | 1.3042 | 1.9896 | 2.682 | 2.0423 | 1.6062 | 2.3752 | 3.4656 | 2.3208 | 2.109 | 3.246 | 4.5408
|  | 869 | #NAME? | 869 | 1.5435 | 1.3072 | 1.9943 | 2.6885 | 2.0472 | 1.6098 | 2.3798 | 3.4739 | 2.3264 | 2.1138 | 3.253 | 4.5514
|  | 870 | #NAME? | 870 | 1.5473 | 1.3101 | 1.999 | 2.695 | 2.0522 | 1.6134 | 2.3844 | 3.4821 | 2.332 | 2.1185 | 3.26 | 4.562
|  | 871 | #NAME? | 871 | 1.5511 | 1.313 | 2.0037 | 2.7015 | 2.0571 | 1.617 | 2.389 | 3.4903 | 2.3376 | 2.1233 | 3.267 | 4.5726
|  | 872 | #NAME? | 872 | 1.5549 | 1.316 | 2.0084 | 2.708 | 2.062 | 1.6206 | 2.3936 | 3.4986 | 2.3432 | 2.128 | 3.274 | 4.5832
|  | 873 | #NAME? | 873 | 1.5587 | 1.3189 | 2.0131 | 2.7145 | 2.0669 | 1.6243 | 2.3983 | 3.5068 | 2.3488 | 2.1328 | 3.281 | 4.5938
|  | 874 | #NAME? | 874 | 1.5625 | 1.3218 | 2.0178 | 2.721 | 2.0719 | 1.6279 | 2.4029 | 3.515 | 2.3544 | 2.1375 | 3.288 | 4.6044
|  | 875 | #NAME? | 875 | 1.5663 | 1.3247 | 2.0225 | 2.7275 | 2.0768 | 1.6315 | 2.4075 | 3.5232 | 2.36 | 2.1423 | 3.295 | 4.615
|  | 876 | #NAME? | 876 | 1.5701 | 1.3277 | 2.0272 | 2.734 | 2.0817 | 1.6351 | 2.4121 | 3.5315 | 2.3656 | 2.147 | 3.302 | 4.6256
|  | 877 | #NAME? | 877 | 1.5739 | 1.3306 | 2.0319 | 2.7405 | 2.0867 | 1.6387 | 2.4167 | 3.5397 | 2.3712 | 2.1518 | 3.309 | 4.6362
|  | 878 | #NAME? | 878 | 1.5777 | 1.3335 | 2.0366 | 2.747 | 2.0916 | 1.6424 | 2.4214 | 3.5479 | 2.3768 | 2.1565 | 3.316 | 4.6468
|  | 879 | #NAME? | 879 | 1.5815 | 1.3365 | 2.0413 | 2.7535 | 2.0965 | 1.646 | 2.426 | 3.5562 | 2.3824 | 2.1612 | 3.323 | 4.6574
|  | 880 | #NAME? | 880 | 1.5853 | 1.3394 | 2.046 | 2.76 | 2.1014 | 1.6496 | 2.4306 | 3.5644 | 2.388 | 2.166 | 3.33 | 4.668
|  | 881 | #NAME? | 881 | 1.5891 | 1.3423 | 2.0507 | 2.7665 | 2.1064 | 1.6532 | 2.4352 | 3.5726 | 2.3936 | 2.1707 | 3.337 | 4.6786
|  | 882 | #NAME? | 882 | 1.5929 | 1.3453 | 2.0554 | 2.773 | 2.1113 | 1.6568 | 2.4398 | 3.5809 | 2.3992 | 2.1755 | 3.344 | 4.6892
|  | 883 | #NAME? | 883 | 1.5967 | 1.3482 | 2.0601 | 2.7795 | 2.1162 | 1.6605 | 2.4445 | 3.5891 | 2.4048 | 2.1803 | 3.351 | 4.6998
|  | 884 | #NAME? | 884 | 1.6005 | 1.3511 | 2.0648 | 2.786 | 2.1212 | 1.6641 | 2.4491 | 3.5973 | 2.4104 | 2.185 | 3.358 | 4.7104
|  | 885 | #NAME? | 885 | 1.6043 | 1.354 | 2.0695 | 2.7925 | 2.1261 | 1.6677 | 2.4537 | 3.6056 | 2.416 | 2.1898 | 3.365 | 4.721
|  | 886 | #NAME? | 886 | 1.6081 | 1.357 | 2.0742 | 2.799 | 2.131 | 1.6713 | 2.4583 | 3.6138 | 2.4216 | 2.1945 | 3.372 | 4.7316
|  | 887 | #NAME? | 887 | 1.6119 | 1.3599 | 2.0789 | 2.8055 | 2.1359 | 1.6749 | 2.4629 | 3.622 | 2.4272 | 2.1993 | 3.379 | 4.7422
|  | 888 | #NAME? | 888 | 1.6157 | 1.3628 | 2.0836 | 2.812 | 2.1409 | 1.6786 | 2.4676 | 3.6302 | 2.4328 | 2.204 | 3.386 | 4.7528
|  | 889 | #NAME? | 889 | 1.6195 | 1.3658 | 2.0883 | 2.8185 | 2.1458 | 1.6822 | 2.4722 | 3.6385 | 2.4384 | 2.2088 | 3.393 | 4.7634
|  | 890 | #NAME? | 890 | 1.6233 | 1.3687 | 2.093 | 2.825 | 2.1507 | 1.6858 | 2.4768 | 3.6467 | 2.444 | 2.2135 | 3.4 | 4.774
|  | 891 | #NAME? | 891 | 1.6271 | 1.3716 | 2.0977 | 2.8315 | 2.1556 | 1.6894 | 2.4814 | 3.6549 | 2.4496 | 2.2183 | 3.407 | 4.7846
|  | 892 | #NAME? | 892 | 1.6309 | 1.3746 | 2.1024 | 2.838 | 2.1606 | 1.693 | 2.486 | 3.6632 | 2.4552 | 2.223 | 3.414 | 4.7952
|  | 893 | #NAME? | 893 | 1.6347 | 1.3775 | 2.1071 | 2.8445 | 2.1655 | 1.6967 | 2.4907 | 3.6714 | 2.4608 | 2.2277 | 3.421 | 4.8058
|  | 894 | #NAME? | 894 | 1.6385 | 1.3804 | 2.1118 | 2.851 | 2.1704 | 1.7003 | 2.4953 | 3.6796 | 2.4664 | 2.2325 | 3.428 | 4.8164
|  | 895 | #NAME? | 895 | 1.6423 | 1.3833 | 2.1165 | 2.8575 | 2.1754 | 1.7039 | 2.4999 | 3.6879 | 2.472 | 2.2372 | 3.435 | 4.827
|  | 896 | #NAME? | 896 | 1.6461 | 1.3863 | 2.1212 | 2.864 | 2.1803 | 1.7075 | 2.5045 | 3.6961 | 2.4776 | 2.242 | 3.442 | 4.8376
|  | 897 | #NAME? | 897 | 1.6499 | 1.3892 | 2.1259 | 2.8705 | 2.1852 | 1.7111 | 2.5091 | 3.7043 | 2.4832 | 2.2468 | 3.449 | 4.8482
|  | 898 | #NAME? | 898 | 1.6537 | 1.3921 | 2.1306 | 2.877 | 2.1901 | 1.7148 | 2.5138 | 3.7125 | 2.4888 | 2.2515 | 3.456 | 4.8588
|  | 899 | #NAME? | 899 | 1.6575 | 1.3951 | 2.1353 | 2.8835 | 2.1951 | 1.7184 | 2.5184 | 3.7208 | 2.4944 | 2.2563 | 3.463 | 4.8694
|  | 900 | #NAME? | 900 | 1.6613 | 1.398 | 2.14 | 2.89 | 2.2 | 1.722 | 2.523 | 3.729 | 2.5 | 2.261 | 3.47 | 4.88
|  | 901 | #NAME? | 901 | 1.6651 | 1.4013 | 2.1465 | 2.8981 | 2.2055 | 1.726 | 2.5297 | 3.7386 | 2.5062 | 2.2663 | 3.4787 | 4.8921
|  | 902 | #NAME? | 902 | 1.6689 | 1.4046 | 2.153 | 2.9062 | 2.2109 | 1.7301 | 2.5365 | 3.7482 | 2.5124 | 2.2716 | 3.4874 | 4.9042
|  | 903 | #NAME? | 903 | 1.6727 | 1.4078 | 2.1596 | 2.9143 | 2.2164 | 1.7341 | 2.5433 | 3.7578 | 2.5186 | 2.2769 | 3.4961 | 4.9163
|  | 904 | #NAME? | 904 | 1.6765 | 1.4111 | 2.1661 | 2.9224 | 2.2218 | 1.7381 | 2.55 | 3.7674 | 2.5248 | 2.2822 | 3.5048 | 4.9284
|  | 905 | #NAME? | 905 | 1.6803 | 1.4144 | 2.1726 | 2.9305 | 2.2273 | 1.7422 | 2.5568 | 3.7771 | 2.531 | 2.2875 | 3.5135 | 4.9405
|  | 906 | #NAME? | 906 | 1.6841 | 1.4177 | 2.1791 | 2.9386 | 2.2327 | 1.7462 | 2.5635 | 3.7867 | 2.5372 | 2.2928 | 3.5222 | 4.9526
|  | 907 | #NAME? | 907 | 1.6878 | 1.421 | 2.1856 | 2.9467 | 2.2382 | 1.7502 | 2.5703 | 3.7963 | 2.5434 | 2.2981 | 3.5309 | 4.9647
|  | 908 | #NAME? | 908 | 1.6916 | 1.4242 | 2.1922 | 2.9548 | 2.2436 | 1.7542 | 2.577 | 3.8059 | 2.5496 | 2.3034 | 3.5396 | 4.9768
|  | 909 | #NAME? | 909 | 1.6954 | 1.4275 | 2.1987 | 2.9629 | 2.2491 | 1.7583 | 2.5838 | 3.8155 | 2.5558 | 2.3087 | 3.5483 | 4.9889
|  | 910 | #NAME? | 910 | 1.6992 | 1.4308 | 2.2052 | 2.971 | 2.2546 | 1.7623 | 2.5905 | 3.8251 | 2.562 | 2.314 | 3.557 | 5.001
|  | 911 | #NAME? | 911 | 1.703 | 1.4341 | 2.2117 | 2.9791 | 2.26 | 1.7663 | 2.5973 | 3.8347 | 2.5682 | 2.3193 | 3.5657 | 5.0131
|  | 912 | #NAME? | 912 | 1.7068 | 1.4374 | 2.2182 | 2.9872 | 2.2655 | 1.7704 | 2.604 | 3.8443 | 2.5744 | 2.3246 | 3.5744 | 5.0252
|  | 913 | #NAME? | 913 | 1.7106 | 1.4406 | 2.2248 | 2.9953 | 2.2709 | 1.7744 | 2.6107 | 3.8539 | 2.5806 | 2.3299 | 3.5831 | 5.0373
|  | 914 | #NAME? | 914 | 1.7144 | 1.4439 | 2.2313 | 3.0034 | 2.2764 | 1.7784 | 2.6175 | 3.8635 | 2.5868 | 2.3352 | 3.5918 | 5.0494
|  | 915 | #NAME? | 915 | 1.7182 | 1.4472 | 2.2378 | 3.0115 | 2.2818 | 1.7824 | 2.6242 | 3.8732 | 2.593 | 2.3405 | 3.6005 | 5.0615
|  | 916 | #NAME? | 916 | 1.722 | 1.4505 | 2.2443 | 3.0196 | 2.2873 | 1.7865 | 2.631 | 3.8828 | 2.5992 | 2.3458 | 3.6092 | 5.0736
|  | 917 | #NAME? | 917 | 1.7258 | 1.4538 | 2.2508 | 3.0277 | 2.2928 | 1.7905 | 2.6378 | 3.8924 | 2.6054 | 2.3511 | 3.6179 | 5.0857
|  | 918 | #NAME? | 918 | 1.7296 | 1.457 | 2.2574 | 3.0358 | 2.2982 | 1.7945 | 2.6445 | 3.902 | 2.6116 | 2.3564 | 3.6266 | 5.0978
|  | 919 | #NAME? | 919 | 1.7334 | 1.4603 | 2.2639 | 3.0439 | 2.3037 | 1.7986 | 2.6513 | 3.9116 | 2.6178 | 2.3617 | 3.6353 | 5.1099
|  | 920 | #NAME? | 920 | 1.7372 | 1.4636 | 2.2704 | 3.052 | 2.3091 | 1.8026 | 2.658 | 3.9212 | 2.624 | 2.367 | 3.644 | 5.122
|  | 921 | #NAME? | 921 | 1.741 | 1.4669 | 2.2769 | 3.0601 | 2.3146 | 1.8066 | 2.6648 | 3.9308 | 2.6302 | 2.3723 | 3.6527 | 5.1341
|  | 922 | #NAME? | 922 | 1.7448 | 1.4702 | 2.2834 | 3.0682 | 2.32 | 1.8107 | 2.6715 | 3.9404 | 2.6364 | 2.3776 | 3.6614 | 5.1462
|  | 923 | #NAME? | 923 | 1.7486 | 1.4734 | 2.29 | 3.0763 | 2.3255 | 1.8147 | 2.6783 | 3.95 | 2.6426 | 2.3829 | 3.6701 | 5.1583
|  | 924 | #NAME? | 924 | 1.7524 | 1.4767 | 2.2965 | 3.0844 | 2.3309 | 1.8187 | 2.685 | 3.9596 | 2.6488 | 2.3882 | 3.6788 | 5.1704
|  | 925 | #NAME? | 925 | 1.7562 | 1.48 | 2.303 | 3.0925 | 2.3364 | 1.8228 | 2.6917 | 3.9693 | 2.655 | 2.3935 | 3.6875 | 5.1825
|  | 926 | #NAME? | 926 | 1.76 | 1.4833 | 2.3095 | 3.1006 | 2.3419 | 1.8268 | 2.6985 | 3.9789 | 2.6612 | 2.3988 | 3.6962 | 5.1946
|  | 927 | #NAME? | 927 | 1.7656 | 1.4866 | 2.316 | 3.1087 | 2.3473 | 1.8308 | 2.7052 | 3.9885 | 2.6674 | 2.4041 | 3.7049 | 5.2067
|  | 928 | #NAME? | 928 | 1.7713 | 1.4898 | 2.3226 | 3.1168 | 2.3528 | 1.8348 | 2.712 | 3.9981 | 2.6736 | 2.4094 | 3.7136 | 5.2188
|  | 929 | #NAME? | 929 | 1.7769 | 1.4931 | 2.3291 | 3.1249 | 2.3582 | 1.8389 | 2.7188 | 4.0077 | 2.6798 | 2.4147 | 3.7223 | 5.2309
|  | 930 | #NAME? | 930 | 1.7826 | 1.4964 | 2.3356 | 3.133 | 2.3637 | 1.8429 | 2.7255 | 4.0173 | 2.686 | 2.42 | 3.731 | 5.243
|  | 931 | #NAME? | 931 | 1.7882 | 1.4997 | 2.3421 | 3.1411 | 2.3691 | 1.8469 | 2.7323 | 4.0269 | 2.6922 | 2.4253 | 3.7397 | 5.2551
|  | 932 | #NAME? | 932 | 1.7939 | 1.503 | 2.3486 | 3.1492 | 2.3746 | 1.851 | 2.739 | 4.0365 | 2.6984 | 2.4306 | 3.7484 | 5.2672
|  | 933 | #NAME? | 933 | 1.7995 | 1.5062 | 2.3552 | 3.1573 | 2.38 | 1.855 | 2.7458 | 4.0461 | 2.7046 | 2.4359 | 3.7571 | 5.2793
|  | 934 | #NAME? | 934 | 1.8052 | 1.5095 | 2.3617 | 3.1654 | 2.3855 | 1.859 | 2.7525 | 4.0557 | 2.7108 | 2.4412 | 3.7658 | 5.2914
|  | 935 | #NAME? | 935 | 1.8108 | 1.5128 | 2.3682 | 3.1735 | 2.391 | 1.863 | 2.7593 | 4.0654 | 2.717 | 2.4465 | 3.7745 | 5.3035
|  | 936 | #NAME? | 936 | 1.8164 | 1.5161 | 2.3747 | 3.1816 | 2.3964 | 1.8671 | 2.766 | 4.075 | 2.7232 | 2.4518 | 3.7832 | 5.3156
|  | 937 | #NAME? | 937 | 1.8221 | 1.5194 | 2.3812 | 3.1897 | 2.4019 | 1.8711 | 2.7728 | 4.0846 | 2.7294 | 2.4571 | 3.7919 | 5.3277
|  | 938 | #NAME? | 938 | 1.8277 | 1.5226 | 2.3878 | 3.1978 | 2.4073 | 1.8751 | 2.7795 | 4.0942 | 2.7356 | 2.4624 | 3.8006 | 5.3398
|  | 939 | #NAME? | 939 | 1.8334 | 1.5259 | 2.3943 | 3.2059 | 2.4128 | 1.8792 | 2.7862 | 4.1038 | 2.7418 | 2.4677 | 3.8093 | 5.3519
|  | 940 | #NAME? | 940 | 1.839 | 1.5292 | 2.4008 | 3.214 | 2.4182 | 1.8832 | 2.793 | 4.1134 | 2.748 | 2.473 | 3.818 | 5.364
|  | 941 | #NAME? | 941 | 1.8447 | 1.5325 | 2.4073 | 3.2221 | 2.4237 | 1.8872 | 2.7997 | 4.123 | 2.7542 | 2.4783 | 3.8267 | 5.3761
|  | 942 | #NAME? | 942 | 1.8503 | 1.5358 | 2.4138 | 3.2302 | 2.4292 | 1.8913 | 2.8065 | 4.1326 | 2.7604 | 2.4836 | 3.8354 | 5.3882
|  | 943 | #NAME? | 943 | 1.8559 | 1.539 | 2.4204 | 3.2383 | 2.4346 | 1.8953 | 2.8133 | 4.1422 | 2.7666 | 2.4889 | 3.8441 | 5.4003
|  | 944 | #NAME? | 944 | 1.8616 | 1.5423 | 2.4269 | 3.2464 | 2.4401 | 1.8993 | 2.82 | 4.1518 | 2.7728 | 2.4942 | 3.8528 | 5.4124
|  | 945 | #NAME? | 945 | 1.8672 | 1.5456 | 2.4334 | 3.2545 | 2.4455 | 1.9034 | 2.8268 | 4.1615 | 2.779 | 2.4995 | 3.8615 | 5.4245
|  | 946 | #NAME? | 946 | 1.8729 | 1.5489 | 2.4399 | 3.2626 | 2.451 | 1.9074 | 2.8335 | 4.1711 | 2.7852 | 2.5048 | 3.8702 | 5.4366
|  | 947 | #NAME? | 947 | 1.8785 | 1.5522 | 2.4464 | 3.2707 | 2.4564 | 1.9114 | 2.8403 | 4.1807 | 2.7914 | 2.5101 | 3.8789 | 5.4487
|  | 948 | #NAME? | 948 | 1.8842 | 1.5554 | 2.453 | 3.2788 | 2.4619 | 1.9154 | 2.847 | 4.1903 | 2.7976 | 2.5154 | 3.8876 | 5.4608
|  | 949 | #NAME? | 949 | 1.8898 | 1.5587 | 2.4595 | 3.2869 | 2.4673 | 1.9195 | 2.8538 | 4.1999 | 2.8038 | 2.5207 | 3.8963 | 5.4729
|  | 950 | #NAME? | 950 | 1.8955 | 1.562 | 2.466 | 3.295 | 2.4728 | 1.9235 | 2.8605 | 4.2095 | 2.81 | 2.526 | 3.905 | 5.485
|  | 951 | #NAME? | 951 | 1.9011 | 1.5653 | 2.4725 | 3.3031 | 2.4783 | 1.9275 | 2.8672 | 4.2191 | 2.8162 | 2.5313 | 3.9137 | 5.4971
|  | 952 | #NAME? | 952 | 1.9067 | 1.5686 | 2.479 | 3.3112 | 2.4837 | 1.9316 | 2.874 | 4.2287 | 2.8224 | 2.5366 | 3.9224 | 5.5092
|  | 953 | #NAME? | 953 | 1.9124 | 1.5718 | 2.4856 | 3.3193 | 2.4892 | 1.9356 | 2.8807 | 4.2383 | 2.8286 | 2.5419 | 3.9311 | 5.5213
|  | 954 | #NAME? | 954 | 1.918 | 1.5751 | 2.4921 | 3.3274 | 2.4946 | 1.9396 | 2.8875 | 4.2479 | 2.8348 | 2.5472 | 3.9398 | 5.5334
|  | 955 | #NAME? | 955 | 1.9237 | 1.5784 | 2.4986 | 3.3355 | 2.5001 | 1.9436 | 2.8942 | 4.2576 | 2.841 | 2.5525 | 3.9485 | 5.5455
|  | 956 | #NAME? | 956 | 1.9293 | 1.5817 | 2.5051 | 3.3436 | 2.5055 | 1.9477 | 2.901 | 4.2672 | 2.8472 | 2.5578 | 3.9572 | 5.5576
|  | 957 | #NAME? | 957 | 1.935 | 1.585 | 2.5116 | 3.3517 | 2.511 | 1.9517 | 2.9078 | 4.2768 | 2.8534 | 2.5631 | 3.9659 | 5.5697
|  | 958 | #NAME? | 958 | 1.9406 | 1.5882 | 2.5182 | 3.3598 | 2.5164 | 1.9557 | 2.9145 | 4.2864 | 2.8596 | 2.5684 | 3.9746 | 5.5818
|  | 959 | #NAME? | 959 | 1.9462 | 1.5915 | 2.5247 | 3.3679 | 2.5219 | 1.9598 | 2.9213 | 4.296 | 2.8658 | 2.5737 | 3.9833 | 5.5939
|  | 960 | #NAME? | 960 | 1.9519 | 1.5948 | 2.5312 | 3.376 | 2.5274 | 1.9638 | 2.928 | 4.3056 | 2.872 | 2.579 | 3.992 | 5.606
|  | 961 | #NAME? | 961 | 1.9575 | 1.5981 | 2.5377 | 3.3841 | 2.5328 | 1.9678 | 2.9348 | 4.3152 | 2.8782 | 2.5843 | 4.0007 | 5.6181
|  | 962 | #NAME? | 962 | 1.9632 | 1.6014 | 2.5442 | 3.3922 | 2.5383 | 1.9719 | 2.9415 | 4.3248 | 2.8844 | 2.5896 | 4.0094 | 5.6302
|  | 963 | #NAME? | 963 | 1.9688 | 1.6046 | 2.5508 | 3.4003 | 2.5437 | 1.9759 | 2.9482 | 4.3344 | 2.8906 | 2.5949 | 4.0181 | 5.6423
|  | 964 | #NAME? | 964 | 1.9745 | 1.6079 | 2.5573 | 3.4084 | 2.5492 | 1.9799 | 2.955 | 4.344 | 2.8968 | 2.6002 | 4.0268 | 5.6544
|  | 965 | #NAME? | 965 | 1.9801 | 1.6112 | 2.5638 | 3.4165 | 2.5546 | 1.984 | 2.9617 | 4.3537 | 2.903 | 2.6055 | 4.0355 | 5.6665
|  | 966 | #NAME? | 966 | 1.9858 | 1.6145 | 2.5703 | 3.4246 | 2.5601 | 1.988 | 2.9685 | 4.3633 | 2.9092 | 2.6108 | 4.0442 | 5.6786
|  | 967 | #NAME? | 967 | 1.9914 | 1.6178 | 2.5768 | 3.4327 | 2.5656 | 1.992 | 2.9752 | 4.3729 | 2.9154 | 2.6161 | 4.0529 | 5.6907
|  | 968 | #NAME? | 968 | 1.997 | 1.621 | 2.5834 | 3.4408 | 2.571 | 1.996 | 2.982 | 4.3825 | 2.9216 | 2.6214 | 4.0616 | 5.7028
|  | 969 | #NAME? | 969 | 2.0027 | 1.6243 | 2.5899 | 3.4489 | 2.5765 | 2.0001 | 2.9888 | 4.3921 | 2.9278 | 2.6267 | 4.0703 | 5.7149
|  | 970 | #NAME? | 970 | 2.0083 | 1.6276 | 2.5964 | 3.457 | 2.5819 | 2.0041 | 2.9955 | 4.4017 | 2.934 | 2.632 | 4.079 | 5.727
|  | 971 | #NAME? | 971 | 2.014 | 1.6309 | 2.6029 | 3.4651 | 2.5874 | 2.0081 | 3.0023 | 4.4113 | 2.9402 | 2.6373 | 4.0877 | 5.7391
|  | 972 | #NAME? | 972 | 2.0196 | 1.6342 | 2.6094 | 3.4732 | 2.5928 | 2.0122 | 3.009 | 4.4209 | 2.9464 | 2.6426 | 4.0964 | 5.7512
|  | 973 | #NAME? | 973 | 2.0253 | 1.6374 | 2.616 | 3.4813 | 2.5983 | 2.0162 | 3.0158 | 4.4305 | 2.9526 | 2.6479 | 4.1051 | 5.7633
|  | 974 | #NAME? | 974 | 2.0309 | 1.6407 | 2.6225 | 3.4894 | 2.6037 | 2.0202 | 3.0225 | 4.4401 | 2.9588 | 2.6532 | 4.1138 | 5.7754
|  | 975 | #NAME? | 975 | 2.0365 | 1.644 | 2.629 | 3.4975 | 2.6092 | 2.0242 | 3.0293 | 4.4497 | 2.965 | 2.6585 | 4.1225 | 5.7875
|  | 976 | #NAME? | 976 | 2.0422 | 1.6473 | 2.6355 | 3.5056 | 2.6147 | 2.0283 | 3.036 | 4.4594 | 2.9712 | 2.6638 | 4.1312 | 5.7996
|  | 977 | #NAME? | 977 | 2.0478 | 1.6506 | 2.642 | 3.5137 | 2.6201 | 2.0323 | 3.0427 | 4.469 | 2.9774 | 2.6691 | 4.1399 | 5.8117
|  | 978 | #NAME? | 978 | 2.0535 | 1.6538 | 2.6486 | 3.5218 | 2.6256 | 2.0363 | 3.0495 | 4.4786 | 2.9836 | 2.6744 | 4.1486 | 5.8238
|  | 979 | #NAME? | 979 | 2.0591 | 1.6571 | 2.6551 | 3.5299 | 2.631 | 2.0404 | 3.0562 | 4.4882 | 2.9898 | 2.6797 | 4.1573 | 5.8359
|  | 980 | #NAME? | 980 | 2.0648 | 1.6604 | 2.6616 | 3.538 | 2.6365 | 2.0444 | 3.063 | 4.4978 | 2.996 | 2.685 | 4.166 | 5.848
|  | 981 | #NAME? | 981 | 2.0704 | 1.6637 | 2.6681 | 3.5461 | 2.6419 | 2.0484 | 3.0697 | 4.5074 | 3.0022 | 2.6903 | 4.1747 | 5.8601
|  | 982 | #NAME? | 982 | 2.0761 | 1.667 | 2.6746 | 3.5542 | 2.6474 | 2.0525 | 3.0765 | 4.517 | 3.0084 | 2.6956 | 4.1834 | 5.8722
|  | 983 | #NAME? | 983 | 2.0817 | 1.6702 | 2.6812 | 3.5623 | 2.6528 | 2.0565 | 3.0833 | 4.5266 | 3.0146 | 2.7009 | 4.1921 | 5.8843
|  | 984 | #NAME? | 984 | 2.0873 | 1.6735 | 2.6877 | 3.5704 | 2.6583 | 2.0605 | 3.09 | 4.5362 | 3.0208 | 2.7062 | 4.2008 | 5.8964
|  | 985 | #NAME? | 985 | 2.093 | 1.6768 | 2.6942 | 3.5785 | 2.6638 | 2.0646 | 3.0968 | 4.5459 | 3.027 | 2.7115 | 4.2095 | 5.9085
|  | 986 | #NAME? | 986 | 2.0986 | 1.6801 | 2.7007 | 3.5866 | 2.6692 | 2.0686 | 3.1035 | 4.5555 | 3.0332 | 2.7168 | 4.2182 | 5.9206
|  | 987 | #NAME? | 987 | 2.1043 | 1.6834 | 2.7072 | 3.5947 | 2.6747 | 2.0726 | 3.1103 | 4.5651 | 3.0394 | 2.7221 | 4.2269 | 5.9327
|  | 988 | #NAME? | 988 | 2.1099 | 1.6866 | 2.7138 | 3.6028 | 2.6801 | 2.0766 | 3.117 | 4.5747 | 3.0456 | 2.7274 | 4.2356 | 5.9448
|  | 989 | #NAME? | 989 | 2.1156 | 1.6899 | 2.7203 | 3.6109 | 2.6856 | 2.0807 | 3.1237 | 4.5843 | 3.0518 | 2.7327 | 4.2443 | 5.9569
|  | 990 | #NAME? | 990 | 2.1212 | 1.6932 | 2.7268 | 3.619 | 2.691 | 2.0847 | 3.1305 | 4.5939 | 3.058 | 2.738 | 4.253 | 5.969
|  | 991 | #NAME? | 991 | 2.1268 | 1.6965 | 2.7333 | 3.6271 | 2.6965 | 2.0887 | 3.1372 | 4.6035 | 3.0642 | 2.7433 | 4.2617 | 5.9811
|  | 992 | #NAME? | 992 | 2.1325 | 1.6998 | 2.7398 | 3.6352 | 2.702 | 2.0928 | 3.144 | 4.6131 | 3.0704 | 2.7486 | 4.2704 | 5.9932
|  | 993 | #NAME? | 993 | 2.1381 | 1.703 | 2.7464 | 3.6433 | 2.7074 | 2.0968 | 3.1507 | 4.6227 | 3.0766 | 2.7539 | 4.2791 | 6.0053
|  | 994 | #NAME? | 994 | 2.1438 | 1.7063 | 2.7529 | 3.6514 | 2.7129 | 2.1008 | 3.1575 | 4.6323 | 3.0828 | 2.7592 | 4.2878 | 6.0174
|  | 995 | #NAME? | 995 | 2.1494 | 1.7096 | 2.7594 | 3.6595 | 2.7183 | 2.1048 | 3.1643 | 4.642 | 3.089 | 2.7645 | 4.2965 | 6.0295
|  | 996 | #NAME? | 996 | 2.1551 | 1.7129 | 2.7659 | 3.6676 | 2.7238 | 2.1089 | 3.171 | 4.6516 | 3.0952 | 2.7698 | 4.3052 | 6.0416
|  | 997 | #NAME? | 997 | 2.1607 | 1.7162 | 2.7724 | 3.6757 | 2.7292 | 2.1129 | 3.1778 | 4.6612 | 3.1014 | 2.7751 | 4.3139 | 6.0537
|  | 998 | #NAME? | 998 | 2.1664 | 1.7194 | 2.779 | 3.6838 | 2.7347 | 2.1169 | 3.1845 | 4.6708 | 3.1076 | 2.7804 | 4.3226 | 6.0658
|  | 999 | #NAME? | 999 | 2.172 | 1.7227 | 2.7855 | 3.6919 | 2.7401 | 2.121 | 3.1913 | 4.6804 | 3.1138 | 2.7857 | 4.3313 | 6.0779
|  | 1000 | #NAME? | 1000 | 2.1776 | 1.726 | 2.792 | 3.7 | 2.7456 | 2.125 | 3.198 | 4.69 | 3.12 | 2.791 | 4.34 | 6.09
|  | 1001 | #NAME? | 1001 | 2.1833 | 1.7295 | 2.7992 | 3.7092 | 2.7523 | 2.1294 | 3.2064 | 4.7018 | 3.1276 | 2.7967 | 4.3489 | 6.1035
|  | 1002 | #NAME? | 1002 | 2.1889 | 1.7331 | 2.8065 | 3.7185 | 2.759 | 2.1337 | 3.2148 | 4.7135 | 3.1352 | 2.8024 | 4.3578 | 6.117
|  | 1003 | #NAME? | 1003 | 2.1946 | 1.7366 | 2.8137 | 3.7277 | 2.7657 | 2.1381 | 3.2233 | 4.7253 | 3.1428 | 2.8082 | 4.3666 | 6.1305
|  | 1004 | #NAME? | 1004 | 2.2002 | 1.7402 | 2.821 | 3.737 | 2.7724 | 2.1424 | 3.2317 | 4.737 | 3.1504 | 2.8139 | 4.3755 | 6.144
|  | 1005 | #NAME? | 1005 | 2.2059 | 1.7437 | 2.8282 | 3.7462 | 2.779 | 2.1468 | 3.2401 | 4.7488 | 3.158 | 2.8196 | 4.3844 | 6.1575
|  | 1006 | #NAME? | 1006 | 2.2115 | 1.7472 | 2.8354 | 3.7554 | 2.7857 | 2.1512 | 3.2485 | 4.7606 | 3.1656 | 2.8253 | 4.3933 | 6.171
|  | 1007 | #NAME? | 1007 | 2.2172 | 1.7508 | 2.8427 | 3.7647 | 2.7924 | 2.1555 | 3.2569 | 4.7723 | 3.1732 | 2.831 | 4.4022 | 6.1845
|  | 1008 | #NAME? | 1008 | 2.2228 | 1.7543 | 2.8499 | 3.7739 | 2.7991 | 2.1599 | 3.2654 | 4.7841 | 3.1808 | 2.8368 | 4.411 | 6.198
|  | 1009 | #NAME? | 1009 | 2.2284 | 1.7579 | 2.8572 | 3.7832 | 2.8058 | 2.1642 | 3.2738 | 4.7958 | 3.1884 | 2.8425 | 4.4199 | 6.2115
|  | 1010 | #NAME? | 1010 | 2.2341 | 1.7614 | 2.8644 | 3.7924 | 2.8125 | 2.1686 | 3.2822 | 4.8076 | 3.196 | 2.8482 | 4.4288 | 6.225
|  | 1011 | #NAME? | 1011 | 2.2397 | 1.7649 | 2.8716 | 3.8016 | 2.8192 | 2.173 | 3.2906 | 4.8194 | 3.2036 | 2.8539 | 4.4377 | 6.2385
|  | 1012 | #NAME? | 1012 | 2.2454 | 1.7685 | 2.8789 | 3.8109 | 2.8259 | 2.1773 | 3.299 | 4.8311 | 3.2112 | 2.8596 | 4.4466 | 6.252
|  | 1013 | #NAME? | 1013 | 2.251 | 1.772 | 2.8861 | 3.8201 | 2.8325 | 2.1817 | 3.3075 | 4.8429 | 3.2188 | 2.8654 | 4.4554 | 6.2655
|  | 1014 | #NAME? | 1014 | 2.2567 | 1.7756 | 2.8934 | 3.8294 | 2.8392 | 2.186 | 3.3159 | 4.8546 | 3.2264 | 2.8711 | 4.4643 | 6.279
|  | 1015 | #NAME? | 1015 | 2.2623 | 1.7791 | 2.9006 | 3.8386 | 2.8459 | 2.1904 | 3.3243 | 4.8664 | 3.234 | 2.8768 | 4.4732 | 6.2925
|  | 1016 | #NAME? | 1016 | 2.2679 | 1.7826 | 2.9078 | 3.8478 | 2.8526 | 2.1948 | 3.3327 | 4.8782 | 3.2416 | 2.8825 | 4.4821 | 6.306
|  | 1017 | #NAME? | 1017 | 2.2736 | 1.7862 | 2.9151 | 3.8571 | 2.8593 | 2.1991 | 3.3411 | 4.8899 | 3.2492 | 2.8882 | 4.491 | 6.3195
|  | 1018 | #NAME? | 1018 | 2.2792 | 1.7897 | 2.9223 | 3.8663 | 2.866 | 2.2035 | 3.3496 | 4.9017 | 3.2568 | 2.894 | 4.4998 | 6.333
|  | 1019 | #NAME? | 1019 | 2.2849 | 1.7933 | 2.9296 | 3.8756 | 2.8727 | 2.2078 | 3.358 | 4.9134 | 3.2644 | 2.8997 | 4.5087 | 6.3465
|  | 1020 | #NAME? | 1020 | 2.2905 | 1.7968 | 2.9368 | 3.8848 | 2.8794 | 2.2122 | 3.3664 | 4.9252 | 3.272 | 2.9054 | 4.5176 | 6.36
|  | 1021 | #NAME? | 1021 | 2.2962 | 1.8003 | 2.944 | 3.894 | 2.886 | 2.2166 | 3.3748 | 4.937 | 3.2796 | 2.9111 | 4.5265 | 6.3735
|  | 1022 | #NAME? | 1022 | 2.3018 | 1.8039 | 2.9513 | 3.9033 | 2.8927 | 2.2209 | 3.3832 | 4.9487 | 3.2872 | 2.9168 | 4.5354 | 6.387
|  | 1023 | #NAME? | 1023 | 2.3075 | 1.8074 | 2.9585 | 3.9125 | 2.8994 | 2.2253 | 3.3917 | 4.9605 | 3.2948 | 2.9226 | 4.5442 | 6.4005
|  | 1024 | #NAME? | 1024 | 2.3131 | 1.811 | 2.9658 | 3.9218 | 2.9061 | 2.2296 | 3.4001 | 4.9722 | 3.3024 | 2.9283 | 4.5531 | 6.414
|  | 1025 | #NAME? | 1025 | 2.3187 | 1.8145 | 2.973 | 3.931 | 2.9128 | 2.234 | 3.4085 | 4.984 | 3.31 | 2.934 | 4.562 | 6.4275
|  | 1026 | #NAME? | 1026 | 2.3244 | 1.818 | 2.9802 | 3.9402 | 2.9195 | 2.2384 | 3.4169 | 4.9958 | 3.3176 | 2.9397 | 4.5709 | 6.441
|  | 1027 | #NAME? | 1027 | 2.33 | 1.8216 | 2.9875 | 3.9495 | 2.9262 | 2.2427 | 3.4253 | 5.0075 | 3.3252 | 2.9454 | 4.5798 | 6.4545
|  | 1028 | #NAME? | 1028 | 2.3357 | 1.8251 | 2.9947 | 3.9587 | 2.9329 | 2.2471 | 3.4338 | 5.0193 | 3.3328 | 2.9512 | 4.5886 | 6.468
|  | 1029 | #NAME? | 1029 | 2.3413 | 1.8287 | 3.002 | 3.968 | 2.9396 | 2.2514 | 3.4422 | 5.031 | 3.3404 | 2.9569 | 4.5975 | 6.4815
|  | 1030 | #NAME? | 1030 | 2.347 | 1.8322 | 3.0092 | 3.9772 | 2.9462 | 2.2558 | 3.4506 | 5.0428 | 3.348 | 2.9626 | 4.6064 | 6.495
|  | 1031 | #NAME? | 1031 | 2.3526 | 1.8357 | 3.0164 | 3.9864 | 2.9529 | 2.2602 | 3.459 | 5.0546 | 3.3556 | 2.9683 | 4.6153 | 6.5085
|  | 1032 | #NAME? | 1032 | 2.3582 | 1.8393 | 3.0237 | 3.9957 | 2.9596 | 2.2645 | 3.4674 | 5.0663 | 3.3632 | 2.974 | 4.6242 | 6.522
|  | 1033 | #NAME? | 1033 | 2.3639 | 1.8428 | 3.0309 | 4.0049 | 2.9663 | 2.2689 | 3.4759 | 5.0781 | 3.3708 | 2.9798 | 4.633 | 6.5355
|  | 1034 | #NAME? | 1034 | 2.3695 | 1.8464 | 3.0382 | 4.0142 | 2.973 | 2.2732 | 3.4843 | 5.0898 | 3.3784 | 2.9855 | 4.6419 | 6.549
|  | 1035 | #NAME? | 1035 | 2.3752 | 1.8499 | 3.0454 | 4.0234 | 2.9797 | 2.2776 | 3.4927 | 5.1016 | 3.386 | 2.9912 | 4.6508 | 6.5625
|  | 1036 | #NAME? | 1036 | 2.3808 | 1.8534 | 3.0526 | 4.0326 | 2.9864 | 2.282 | 3.5011 | 5.1134 | 3.3936 | 2.9969 | 4.6597 | 6.576
|  | 1037 | #NAME? | 1037 | 2.3865 | 1.857 | 3.0599 | 4.0419 | 2.9931 | 2.2863 | 3.5095 | 5.1251 | 3.4012 | 3.0026 | 4.6686 | 6.5895
|  | 1038 | #NAME? | 1038 | 2.3921 | 1.8605 | 3.0671 | 4.0511 | 2.9997 | 2.2907 | 3.518 | 5.1369 | 3.4088 | 3.0084 | 4.6774 | 6.603
|  | 1039 | #NAME? | 1039 | 2.3978 | 1.8641 | 3.0744 | 4.0604 | 3.0064 | 2.295 | 3.5264 | 5.1486 | 3.4164 | 3.0141 | 4.6863 | 6.6165
|  | 1040 | #NAME? | 1040 | 2.4034 | 1.8676 | 3.0816 | 4.0696 | 3.0131 | 2.2994 | 3.5348 | 5.1604 | 3.424 | 3.0198 | 4.6952 | 6.63
|  | 1041 | #NAME? | 1041 | 2.409 | 1.8711 | 3.0888 | 4.0788 | 3.0198 | 2.3038 | 3.5432 | 5.1722 | 3.4316 | 3.0255 | 4.7041 | 6.6435
|  | 1042 | #NAME? | 1042 | 2.4147 | 1.8747 | 3.0961 | 4.0881 | 3.0265 | 2.3081 | 3.5516 | 5.1839 | 3.4392 | 3.0312 | 4.713 | 6.657
|  | 1043 | #NAME? | 1043 | 2.4203 | 1.8782 | 3.1033 | 4.0973 | 3.0332 | 2.3125 | 3.5601 | 5.1957 | 3.4468 | 3.037 | 4.7218 | 6.6705
|  | 1044 | #NAME? | 1044 | 2.426 | 1.8818 | 3.1106 | 4.1066 | 3.0399 | 2.3168 | 3.5685 | 5.2074 | 3.4544 | 3.0427 | 4.7307 | 6.684
|  | 1045 | #NAME? | 1045 | 2.4316 | 1.8853 | 3.1178 | 4.1158 | 3.0466 | 2.3212 | 3.5769 | 5.2192 | 3.462 | 3.0484 | 4.7396 | 6.6975
|  | 1046 | #NAME? | 1046 | 2.4373 | 1.8888 | 3.125 | 4.125 | 3.0532 | 2.3256 | 3.5853 | 5.231 | 3.4696 | 3.0541 | 4.7485 | 6.711
|  | 1047 | #NAME? | 1047 | 2.4429 | 1.8924 | 3.1323 | 4.1343 | 3.0599 | 2.3299 | 3.5937 | 5.2427 | 3.4772 | 3.0598 | 4.7574 | 6.7245
|  | 1048 | #NAME? | 1048 | 2.4485 | 1.8959 | 3.1395 | 4.1435 | 3.0666 | 2.3343 | 3.6022 | 5.2545 | 3.4848 | 3.0656 | 4.7662 | 6.738
|  | 1049 | #NAME? | 1049 | 2.4542 | 1.8995 | 3.1468 | 4.1528 | 3.0733 | 2.3386 | 3.6106 | 5.2662 | 3.4924 | 3.0713 | 4.7751 | 6.7515
|  | 1050 | #NAME? | 1050 | 2.4598 | 1.903 | 3.154 | 4.162 | 3.08 | 2.343 | 3.619 | 5.278 | 3.5 | 3.077 | 4.784 | 6.765
|  | 1051 | #NAME? | 1051 | 2.4655 | 1.9067 | 3.1619 | 4.1727 | 3.0879 | 2.3476 | 3.6294 | 5.2903 | 3.509 | 3.083 | 4.7945 | 6.7798
|  | 1052 | #NAME? | 1052 | 2.4711 | 1.9104 | 3.1697 | 4.1834 | 3.0958 | 2.3522 | 3.6398 | 5.3026 | 3.518 | 3.089 | 4.8051 | 6.7947
|  | 1053 | #NAME? | 1053 | 2.4768 | 1.9142 | 3.1776 | 4.1942 | 3.1038 | 2.3567 | 3.6501 | 5.3149 | 3.527 | 3.095 | 4.8156 | 6.8095
|  | 1054 | #NAME? | 1054 | 2.4824 | 1.9179 | 3.1854 | 4.2049 | 3.1117 | 2.3613 | 3.6605 | 5.3272 | 3.536 | 3.101 | 4.8262 | 6.8244
|  | 1055 | #NAME? | 1055 | 2.4881 | 1.9216 | 3.1933 | 4.2156 | 3.1196 | 2.3659 | 3.6709 | 5.3395 | 3.545 | 3.107 | 4.8367 | 6.8392
|  | 1056 | #NAME? | 1056 | 2.4937 | 1.9253 | 3.2012 | 4.2263 | 3.1275 | 2.3705 | 3.6813 | 5.3518 | 3.554 | 3.113 | 4.8472 | 6.854
|  | 1057 | #NAME? | 1057 | 2.4993 | 1.929 | 3.209 | 4.237 | 3.1354 | 2.3751 | 3.6917 | 5.3641 | 3.563 | 3.119 | 4.8578 | 6.8689
|  | 1058 | #NAME? | 1058 | 2.505 | 1.9328 | 3.2169 | 4.2478 | 3.1434 | 2.3796 | 3.702 | 5.3764 | 3.572 | 3.125 | 4.8683 | 6.8837
|  | 1059 | #NAME? | 1059 | 2.5106 | 1.9365 | 3.2247 | 4.2585 | 3.1513 | 2.3842 | 3.7124 | 5.3887 | 3.581 | 3.131 | 4.8789 | 6.8986
|  | 1060 | #NAME? | 1060 | 2.5163 | 1.9402 | 3.2326 | 4.2692 | 3.1592 | 2.3888 | 3.7228 | 5.401 | 3.59 | 3.137 | 4.8894 | 6.9134
|  | 1061 | #NAME? | 1061 | 2.5219 | 1.9439 | 3.2405 | 4.2799 | 3.1671 | 2.3934 | 3.7332 | 5.4133 | 3.599 | 3.143 | 4.8999 | 6.9282
|  | 1062 | #NAME? | 1062 | 2.5276 | 1.9476 | 3.2483 | 4.2906 | 3.175 | 2.398 | 3.7436 | 5.4256 | 3.608 | 3.149 | 4.9105 | 6.9431
|  | 1063 | #NAME? | 1063 | 2.5332 | 1.9514 | 3.2562 | 4.3014 | 3.183 | 2.4025 | 3.7539 | 5.4379 | 3.617 | 3.155 | 4.921 | 6.9579
|  | 1064 | #NAME? | 1064 | 2.5388 | 1.9551 | 3.264 | 4.3121 | 3.1909 | 2.4071 | 3.7643 | 5.4502 | 3.626 | 3.161 | 4.9316 | 6.9728
|  | 1065 | #NAME? | 1065 | 2.5445 | 1.9588 | 3.2719 | 4.3228 | 3.1988 | 2.4117 | 3.7747 | 5.4625 | 3.635 | 3.167 | 4.9421 | 6.9876
|  | 1066 | #NAME? | 1066 | 2.5501 | 1.9625 | 3.2798 | 4.3335 | 3.2067 | 2.4163 | 3.7851 | 5.4748 | 3.644 | 3.173 | 4.9526 | 7.0024
|  | 1067 | #NAME? | 1067 | 2.5558 | 1.9662 | 3.2876 | 4.3442 | 3.2146 | 2.4209 | 3.7955 | 5.4871 | 3.653 | 3.179 | 4.9632 | 7.0173
|  | 1068 | #NAME? | 1068 | 2.5614 | 1.97 | 3.2955 | 4.355 | 3.2226 | 2.4254 | 3.8058 | 5.4994 | 3.662 | 3.185 | 4.9737 | 7.0321
|  | 1069 | #NAME? | 1069 | 2.5671 | 1.9737 | 3.3033 | 4.3657 | 3.2305 | 2.43 | 3.8162 | 5.5117 | 3.671 | 3.191 | 4.9843 | 7.047
|  | 1070 | #NAME? | 1070 | 2.5727 | 1.9774 | 3.3112 | 4.3764 | 3.2384 | 2.4346 | 3.8266 | 5.524 | 3.68 | 3.197 | 4.9948 | 7.0618
|  | 1071 | #NAME? | 1071 | 2.5784 | 1.9811 | 3.3191 | 4.3871 | 3.2463 | 2.4392 | 3.837 | 5.5363 | 3.689 | 3.203 | 5.0053 | 7.0766
|  | 1072 | #NAME? | 1072 | 2.584 | 1.9848 | 3.3269 | 4.3978 | 3.2542 | 2.4438 | 3.8474 | 5.5486 | 3.698 | 3.209 | 5.0159 | 7.0915
|  | 1073 | #NAME? | 1073 | 2.5918 | 1.9886 | 3.3348 | 4.4086 | 3.2622 | 2.4483 | 3.8577 | 5.5609 | 3.707 | 3.215 | 5.0264 | 7.1063
|  | 1074 | #NAME? | 1074 | 2.5995 | 1.9923 | 3.3426 | 4.4193 | 3.2701 | 2.4529 | 3.8681 | 5.5732 | 3.716 | 3.221 | 5.037 | 7.1212
|  | 1075 | #NAME? | 1075 | 2.6073 | 1.996 | 3.3505 | 4.43 | 3.278 | 2.4575 | 3.8785 | 5.5855 | 3.725 | 3.227 | 5.0475 | 7.136
|  | 1076 | #NAME? | 1076 | 2.615 | 1.9997 | 3.3584 | 4.4407 | 3.2859 | 2.4621 | 3.8889 | 5.5978 | 3.734 | 3.233 | 5.058 | 7.1508
|  | 1077 | #NAME? | 1077 | 2.6227 | 2.0034 | 3.3662 | 4.4514 | 3.2938 | 2.4667 | 3.8993 | 5.6101 | 3.743 | 3.239 | 5.0686 | 7.1657
|  | 1078 | #NAME? | 1078 | 2.6305 | 2.0072 | 3.3741 | 4.4622 | 3.3018 | 2.4712 | 3.9096 | 5.6224 | 3.752 | 3.245 | 5.0791 | 7.1805
|  | 1079 | #NAME? | 1079 | 2.6383 | 2.0109 | 3.3819 | 4.4729 | 3.3097 | 2.4758 | 3.92 | 5.6347 | 3.761 | 3.251 | 5.0897 | 7.1954
|  | 1080 | #NAME? | 1080 | 2.646 | 2.0146 | 3.3898 | 4.4836 | 3.3176 | 2.4804 | 3.9304 | 5.647 | 3.77 | 3.257 | 5.1002 | 7.2102
|  | 1081 | #NAME? | 1081 | 2.6538 | 2.0183 | 3.3977 | 4.4943 | 3.3255 | 2.485 | 3.9408 | 5.6593 | 3.779 | 3.263 | 5.1107 | 7.225
|  | 1082 | #NAME? | 1082 | 2.6615 | 2.022 | 3.4055 | 4.505 | 3.3334 | 2.4896 | 3.9512 | 5.6716 | 3.788 | 3.269 | 5.1213 | 7.2399
|  | 1083 | #NAME? | 1083 | 2.6692 | 2.0258 | 3.4134 | 4.5158 | 3.3414 | 2.4941 | 3.9615 | 5.6839 | 3.797 | 3.275 | 5.1318 | 7.2547
|  | 1084 | #NAME? | 1084 | 2.677 | 2.0295 | 3.4212 | 4.5265 | 3.3493 | 2.4987 | 3.9719 | 5.6962 | 3.806 | 3.281 | 5.1424 | 7.2696
|  | 1085 | #NAME? | 1085 | 2.6873 | 2.0332 | 3.4291 | 4.5372 | 3.3572 | 2.5033 | 3.9823 | 5.7085 | 3.815 | 3.287 | 5.1529 | 7.2844
|  | 1086 | #NAME? | 1086 | 2.6975 | 2.0369 | 3.437 | 4.5479 | 3.3651 | 2.5079 | 3.9927 | 5.7208 | 3.824 | 3.293 | 5.1634 | 7.2992
|  | 1087 | #NAME? | 1087 | 2.7077 | 2.0406 | 3.4448 | 4.5586 | 3.373 | 2.5125 | 4.0031 | 5.7331 | 3.833 | 3.299 | 5.174 | 7.3141
|  | 1088 | #NAME? | 1088 | 2.718 | 2.0444 | 3.4527 | 4.5694 | 3.381 | 2.517 | 4.0134 | 5.7454 | 3.842 | 3.305 | 5.1845 | 7.3289
|  | 1089 | #NAME? | 1089 | 2.727 | 2.0481 | 3.4605 | 4.5801 | 3.3889 | 2.5216 | 4.0238 | 5.7577 | 3.851 | 3.311 | 5.1951 | 7.3438
|  | 1090 | #NAME? | 1090 | 2.736 | 2.0518 | 3.4684 | 4.5908 | 3.3968 | 2.5262 | 4.0342 | 5.77 | 3.86 | 3.317 | 5.2056 | 7.3586
|  | 1091 | #NAME? | 1091 | 2.745 | 2.0555 | 3.4763 | 4.6015 | 3.4047 | 2.5308 | 4.0446 | 5.7823 | 3.869 | 3.323 | 5.2161 | 7.3734
|  | 1092 | #NAME? | 1092 | 2.754 | 2.0592 | 3.4841 | 4.6122 | 3.4126 | 2.5354 | 4.055 | 5.7946 | 3.878 | 3.329 | 5.2267 | 7.3883
|  | 1093 | #NAME? | 1093 | 2.7625 | 2.063 | 3.492 | 4.623 | 3.4206 | 2.5399 | 4.0653 | 5.8069 | 3.887 | 3.335 | 5.2372 | 7.4031
|  | 1094 | #NAME? | 1094 | 2.771 | 2.0667 | 3.4998 | 4.6337 | 3.4285 | 2.5445 | 4.0757 | 5.8192 | 3.896 | 3.341 | 5.2478 | 7.418
|  | 1095 | #NAME? | 1095 | 2.7795 | 2.0704 | 3.5077 | 4.6444 | 3.4364 | 2.5491 | 4.0861 | 5.8315 | 3.905 | 3.347 | 5.2583 | 7.4328
|  | 1096 | #NAME? | 1096 | 2.788 | 2.0741 | 3.5156 | 4.6551 | 3.4443 | 2.5537 | 4.0965 | 5.8438 | 3.914 | 3.353 | 5.2688 | 7.4476
|  | 1097 | #NAME? | 1097 | 2.7965 | 2.0778 | 3.5234 | 4.6658 | 3.4522 | 2.5583 | 4.1069 | 5.8561 | 3.923 | 3.359 | 5.2794 | 7.4625
|  | 1098 | #NAME? | 1098 | 2.805 | 2.0816 | 3.5313 | 4.6766 | 3.4602 | 2.5628 | 4.1172 | 5.8684 | 3.932 | 3.365 | 5.2899 | 7.4773
|  | 1099 | #NAME? | 1099 | 2.8135 | 2.0853 | 3.5391 | 4.6873 | 3.4681 | 2.5674 | 4.1276 | 5.8807 | 3.941 | 3.371 | 5.3005 | 7.4922
|  | 1100 | #NAME? | 1100 | 2.822 | 2.089 | 3.547 | 4.698 | 3.476 | 2.572 | 4.138 | 5.893 | 3.95 | 3.377 | 5.311 | 7.507
|  | 1101 | #NAME? | 1101 | 2.8305 | 2.0928 | 3.5569 | 4.7103 | 3.483 | 2.5768 | 4.1493 | 5.906 | 3.958 | 3.3832 | 5.3225 | 7.522
|  | 1102 | #NAME? | 1102 | 2.839 | 2.0966 | 3.5668 | 4.7226 | 3.4901 | 2.5816 | 4.1606 | 5.919 | 3.966 | 3.3894 | 5.334 | 7.537
|  | 1103 | #NAME? | 1103 | 2.8475 | 2.1004 | 3.5767 | 4.7349 | 3.4971 | 2.5864 | 4.1719 | 5.932 | 3.974 | 3.3956 | 5.3455 | 7.552
|  | 1104 | #NAME? | 1104 | 2.856 | 2.1042 | 3.5866 | 4.7472 | 3.5042 | 2.5912 | 4.1832 | 5.945 | 3.982 | 3.4018 | 5.357 | 7.567
|  | 1105 | #NAME? | 1105 | 2.864 | 2.108 | 3.5965 | 4.7595 | 3.5112 | 2.596 | 4.1945 | 5.958 | 3.99 | 3.408 | 5.3685 | 7.582
|  | 1106 | #NAME? | 1106 | 2.872 | 2.1118 | 3.6064 | 4.7718 | 3.5182 | 2.6008 | 4.2058 | 5.971 | 3.998 | 3.4142 | 5.38 | 7.597
|  | 1107 | #NAME? | 1107 | 2.88 | 2.1156 | 3.6163 | 4.7841 | 3.5253 | 2.6056 | 4.2171 | 5.984 | 4.006 | 3.4204 | 5.3915 | 7.612
|  | 1108 | #NAME? | 1108 | 2.888 | 2.1194 | 3.6262 | 4.7964 | 3.5323 | 2.6104 | 4.2284 | 5.997 | 4.014 | 3.4266 | 5.403 | 7.627
|  | 1109 | #NAME? | 1109 | 2.8987 | 2.1232 | 3.6361 | 4.8087 | 3.5394 | 2.6152 | 4.2397 | 6.01 | 4.022 | 3.4328 | 5.4145 | 7.642
|  | 1110 | #NAME? | 1110 | 2.9095 | 2.127 | 3.646 | 4.821 | 3.5464 | 2.62 | 4.251 | 6.023 | 4.03 | 3.439 | 5.426 | 7.657
|  | 1111 | #NAME? | 1111 | 2.9203 | 2.1311 | 3.6568 | 4.8354 | 3.5546 | 2.6257 | 4.2626 | 6.0374 | 4.0393 | 3.4459 | 5.4394 | 7.6733
|  | 1112 | #NAME? | 1112 | 2.931 | 2.1352 | 3.6676 | 4.8498 | 3.5628 | 2.6314 | 4.2742 | 6.0518 | 4.0486 | 3.4528 | 5.4528 | 7.6896
|  | 1113 | #NAME? | 1113 | 2.9407 | 2.1393 | 3.6784 | 4.8642 | 3.571 | 2.6371 | 4.2858 | 6.0662 | 4.0579 | 3.4597 | 5.4662 | 7.7059
|  | 1114 | #NAME? | 1114 | 2.9505 | 2.1434 | 3.6892 | 4.8786 | 3.5791 | 2.6428 | 4.2974 | 6.0806 | 4.0672 | 3.4666 | 5.4796 | 7.7222
|  | 1115 | #NAME? | 1115 | 2.9603 | 2.1475 | 3.7 | 4.893 | 3.5873 | 2.6485 | 4.309 | 6.095 | 4.0765 | 3.4735 | 5.493 | 7.7385
|  | 1116 | #NAME? | 1116 | 2.97 | 2.1516 | 3.7108 | 4.9074 | 3.5955 | 2.6542 | 4.3206 | 6.1094 | 4.0858 | 3.4804 | 5.5064 | 7.7548
|  | 1117 | #NAME? | 1117 | 2.9783 | 2.1557 | 3.7216 | 4.9218 | 3.6037 | 2.6599 | 4.3322 | 6.1238 | 4.0951 | 3.4873 | 5.5198 | 7.7711
|  | 1118 | #NAME? | 1118 | 2.9865 | 2.1598 | 3.7324 | 4.9362 | 3.6119 | 2.6656 | 4.3438 | 6.1382 | 4.1044 | 3.4942 | 5.5332 | 7.7874
|  | 1119 | #NAME? | 1119 | 2.9948 | 2.1639 | 3.7432 | 4.9506 | 3.6201 | 2.6713 | 4.3554 | 6.1526 | 4.1137 | 3.5011 | 5.5466 | 7.8037
|  | 1120 | #NAME? | 1120 | 3.003 | 2.168 | 3.754 | 4.965 | 3.6282 | 2.677 | 4.367 | 6.167 | 4.123 | 3.508 | 5.56 | 7.82
|  | 1121 | #NAME? | 1121 | 3.0116 | 2.1728 | 3.765 | 4.98 | 3.6381 | 2.6838 | 4.3811 | 6.1848 | 4.1342 | 3.5157 | 5.5741 | 7.838
|  | 1122 | #NAME? | 1122 | 3.0202 | 2.1776 | 3.776 | 4.995 | 3.648 | 2.6906 | 4.3952 | 6.2026 | 4.1454 | 3.5234 | 5.5882 | 7.856
|  | 1123 | #NAME? | 1123 | 3.0289 | 2.1824 | 3.787 | 5.01 | 3.6578 | 2.6974 | 4.4093 | 6.2204 | 4.1566 | 3.5311 | 5.6023 | 7.874
|  | 1124 | #NAME? | 1124 | 3.0375 | 2.1872 | 3.798 | 5.025 | 3.6677 | 2.7042 | 4.4234 | 6.2382 | 4.1678 | 3.5388 | 5.6164 | 7.892
|  | 1125 | #NAME? | 1125 | 3.0461 | 2.192 | 3.809 | 5.04 | 3.6775 | 2.711 | 4.4375 | 6.256 | 4.179 | 3.5465 | 5.6305 | 7.91
|  | 1126 | #NAME? | 1126 | 3.0548 | 2.1968 | 3.82 | 5.055 | 3.6874 | 2.7178 | 4.4516 | 6.2738 | 4.1902 | 3.5542 | 5.6446 | 7.928
|  | 1127 | #NAME? | 1127 | 3.0634 | 2.2016 | 3.831 | 5.07 | 3.6972 | 2.7246 | 4.4657 | 6.2916 | 4.2014 | 3.5619 | 5.6587 | 7.946
|  | 1128 | #NAME? | 1128 | 3.072 | 2.2064 | 3.842 | 5.085 | 3.7071 | 2.7314 | 4.4798 | 6.3094 | 4.2126 | 3.5696 | 5.6728 | 7.964
|  | 1129 | #NAME? | 1129 | 3.083 | 2.2112 | 3.853 | 5.1 | 3.7169 | 2.7382 | 4.4939 | 6.3272 | 4.2238 | 3.5773 | 5.6869 | 7.982
|  | 1130 | #NAME? | 1130 | 3.094 | 2.216 | 3.864 | 5.115 | 3.7268 | 2.745 | 4.508 | 6.345 | 4.235 | 3.585 | 5.701 | 8
|  | 1131 | #NAME? | 1131 | 3.105 | 2.222 | 3.878 | 5.1316 | 3.7382 | 2.7532 | 4.524 | 6.363 | 4.248 | 3.5936 | 5.716 | 8.0206
|  | 1132 | #NAME? | 1132 | 3.116 | 2.228 | 3.892 | 5.1482 | 3.7497 | 2.7614 | 4.54 | 6.381 | 4.261 | 3.6022 | 5.731 | 8.0412
|  | 1133 | #NAME? | 1133 | 3.127 | 2.234 | 3.906 | 5.1648 | 3.7611 | 2.7696 | 4.556 | 6.399 | 4.274 | 3.6108 | 5.746 | 8.0618
|  | 1134 | #NAME? | 1134 | 3.138 | 2.24 | 3.92 | 5.1814 | 3.7726 | 2.7778 | 4.572 | 6.417 | 4.287 | 3.6194 | 5.761 | 8.0824
|  | 1135 | #NAME? | 1135 | 3.149 | 2.246 | 3.934 | 5.198 | 3.784 | 2.786 | 4.588 | 6.435 | 4.3 | 3.628 | 5.776 | 8.103
|  | 1136 | #NAME? | 1136 | 3.16 | 2.254 | 3.95 | 5.2146 | 3.7984 | 2.7954 | 4.606 | 6.4532 | 4.3164 | 3.6376 | 5.798 | 8.1264
|  | 1137 | #NAME? | 1137 | 3.172 | 2.262 | 3.966 | 5.2312 | 3.8129 | 2.8048 | 4.624 | 6.4714 | 4.3328 | 3.6472 | 5.82 | 8.1498
|  | 1138 | #NAME? | 1138 | 3.184 | 2.27 | 3.982 | 5.2478 | 3.8273 | 2.8142 | 4.642 | 6.4896 | 4.3492 | 3.6568 | 5.842 | 8.1732
|  | 1139 | #NAME? | 1139 | 3.196 | 2.278 | 3.998 | 5.2644 | 3.8417 | 2.8236 | 4.66 | 6.5078 | 4.3656 | 3.6664 | 5.864 | 8.1966
|  | 1140 | #NAME? | 1140 | 3.208 | 2.286 | 4.014 | 5.281 | 3.8562 | 2.833 | 4.678 | 6.526 | 4.382 | 3.676 | 5.886 | 8.22
|  | 1141 | #NAME? | 1141 | 3.2252 | 2.2968 | 4.0326 | 5.2984 | 3.8716 | 2.8438 | 4.6976 | 6.5486 | 4.3996 | 3.6878 | 5.9128 | 8.246
|  | 1142 | #NAME? | 1142 | 3.2425 | 2.3076 | 4.0512 | 5.3158 | 3.8871 | 2.8546 | 4.7172 | 6.5712 | 4.4172 | 3.6996 | 5.9396 | 8.272
|  | 1143 | #NAME? | 1143 | 3.2598 | 2.3184 | 4.0698 | 5.3332 | 3.9026 | 2.8654 | 4.7368 | 6.5938 | 4.4348 | 3.7114 | 5.9664 | 8.298
|  | 1144 | #NAME? | 1144 | 3.277 | 2.3292 | 4.0884 | 5.3506 | 3.9181 | 2.8762 | 4.7564 | 6.6164 | 4.4524 | 3.7232 | 5.9932 | 8.324
|  | 1145 | #NAME? | 1145 | 3.2978 | 2.34 | 4.107 | 5.368 | 3.9336 | 2.887 | 4.776 | 6.639 | 4.47 | 3.735 | 6.02 | 8.35
|  | 1146 | #NAME? | 1146 | 3.3185 | 2.355 | 4.128 | 5.393 | 3.9688 | 2.9035 | 4.7985 | 6.6655 | 4.51 | 3.752 | 6.05 | 8.38
|  | 1147 | #NAME? | 1147 | 3.3392 | 2.37 | 4.149 | 5.418 | 4.004 | 2.92 | 4.821 | 6.692 | 4.55 | 3.769 | 6.08 | 8.41
|  | 1148 | #NAME? | 1148 | 3.36 | 2.392 | 4.179 | 5.449 | 4.0066 | 2.952 | 4.844 | 6.719 | 4.553 | 3.804 | 6.111 | 8.445
|  | 1149 | #NAME? | 1149 | 3.396 | 2.428 | 4.214 | 5.49 | 4.0216 | 2.996 | 4.915 | 6.8 | 4.57 | 3.853 | 6.146 | 8.5
|  | 1150 | #NAME? | 1150 | 3.432 | 2.464 | 4.254 | 5.558 | 4.0498 | 3.04 | 4.986 | 6.881 | 4.602 | 3.902 | 6.195 | 8.565
|  | 1151 | #NAME? | 1151 | 3.468 | 2.5 | 4.324 | 5.638 | 4.0656 | 3.084 | 5.057 | 6.963 | 4.62 | 3.951 | 6.29 | 8.67
|  | 1152 | #NAME? | 1152 | 3.504 | 2.536 | 4.424 | 5.768 | 4.224 | 3.128 | 5.128 | 7.046 | 4.8 | 4 | 6.4 | 8.835
|  | 1153 | #NAME? | 1153 | 3.54 | 2.572 | 4.489 | 5.808 | 4.2777 | 3.172 | 5.2 | 7.131 | 4.861 | 4.049 | 6.49 | 8.91
|  | 1154 | #NAME? | 1154 | 3.561 | 2.584 | 4.509 | 5.828 | 4.2997 | 3.186 | 5.224 | 7.156 | 4.886 | 4.066 | 6.52 | 8.95
|  | 1155 | #NAME? | 1155 | 3.5755 | 2.594 | 4.524 | 5.843 | 4.3155 | 3.198 | 5.241 | 7.175 | 4.904 | 4.081 | 6.54 | 8.975
|  | 1156 | #NAME? | 1156 | 3.59 | 2.6016 | 4.538 | 5.8554 | 4.327 | 3.2066 | 5.2558 | 7.193 | 4.917 | 4.0914 | 6.556 | 8.9932
|  | 1157 | #NAME? | 1157 | 3.601 | 2.6092 | 4.552 | 5.8678 | 4.3384 | 3.2152 | 5.2706 | 7.211 | 4.93 | 4.1018 | 6.572 | 9.0114
|  | 1158 | #NAME? | 1158 | 3.612 | 2.6168 | 4.566 | 5.8802 | 4.3498 | 3.2238 | 5.2854 | 7.229 | 4.943 | 4.1122 | 6.588 | 9.0296
|  | 1159 | #NAME? | 1159 | 3.6165 | 2.6244 | 4.58 | 5.8926 | 4.3613 | 3.2324 | 5.3002 | 7.247 | 4.956 | 4.1226 | 6.604 | 9.0478
|  | 1160 | #NAME? | 1160 | 3.621 | 2.632 | 4.594 | 5.905 | 4.3727 | 3.241 | 5.315 | 7.265 | 4.969 | 4.133 | 6.62 | 9.066
|  | 1161 | #NAME? | 1161 | 3.6333 | 2.6372 | 4.6035 | 5.9168 | 4.3798 | 3.2469 | 5.3261 | 7.2791 | 4.977 | 4.1396 | 6.631 | 9.0822
|  | 1162 | #NAME? | 1162 | 3.6457 | 2.6424 | 4.613 | 5.9286 | 4.3868 | 3.2528 | 5.3372 | 7.2932 | 4.985 | 4.1462 | 6.642 | 9.0984
|  | 1163 | #NAME? | 1163 | 3.658 | 2.6476 | 4.6225 | 5.9404 | 4.3938 | 3.2587 | 5.3483 | 7.3073 | 4.993 | 4.1528 | 6.653 | 9.1146
|  | 1164 | #NAME? | 1164 | 3.667 | 2.6528 | 4.632 | 5.9522 | 4.4009 | 3.2646 | 5.3594 | 7.3214 | 5.001 | 4.1594 | 6.664 | 9.1308
|  | 1165 | #NAME? | 1165 | 3.676 | 2.658 | 4.6415 | 5.964 | 4.4079 | 3.2705 | 5.3705 | 7.3355 | 5.009 | 4.166 | 6.675 | 9.147
|  | 1166 | #NAME? | 1166 | 3.684 | 2.6632 | 4.651 | 5.9758 | 4.415 | 3.2764 | 5.3816 | 7.3496 | 5.017 | 4.1726 | 6.686 | 9.1632
|  | 1167 | #NAME? | 1167 | 3.692 | 2.6684 | 4.6605 | 5.9876 | 4.422 | 3.2823 | 5.3927 | 7.3637 | 5.025 | 4.1792 | 6.697 | 9.1794
|  | 1168 | #NAME? | 1168 | 3.6993 | 2.6736 | 4.67 | 5.9994 | 4.429 | 3.2882 | 5.4038 | 7.3778 | 5.033 | 4.1858 | 6.708 | 9.1956
|  | 1169 | #NAME? | 1169 | 3.7067 | 2.6788 | 4.6795 | 6.0112 | 4.4361 | 3.2941 | 5.4149 | 7.3919 | 5.041 | 4.1924 | 6.719 | 9.2118
|  | 1170 | #NAME? | 1170 | 3.714 | 2.684 | 4.689 | 6.023 | 4.4431 | 3.3 | 5.426 | 7.406 | 5.049 | 4.199 | 6.73 | 9.228
|  | 1171 | #NAME? | 1171 | 3.721 | 2.6875 | 4.6963 | 6.033 | 4.452 | 3.3047 | 5.4352 | 7.418 | 5.0591 | 4.2048 | 6.74 | 9.2416
|  | 1172 | #NAME? | 1172 | 3.728 | 2.691 | 4.7036 | 6.043 | 4.4609 | 3.3094 | 5.4444 | 7.43 | 5.0692 | 4.2106 | 6.75 | 9.2552
|  | 1173 | #NAME? | 1173 | 3.735 | 2.6945 | 4.7109 | 6.053 | 4.4698 | 3.3141 | 5.4536 | 7.442 | 5.0793 | 4.2164 | 6.76 | 9.2688
|  | 1174 | #NAME? | 1174 | 3.742 | 2.698 | 4.7182 | 6.063 | 4.4787 | 3.3188 | 5.4628 | 7.454 | 5.0894 | 4.2222 | 6.77 | 9.2824
|  | 1175 | #NAME? | 1175 | 3.749 | 2.7015 | 4.7255 | 6.073 | 4.4876 | 3.3235 | 5.472 | 7.466 | 5.0995 | 4.228 | 6.78 | 9.296
|  | 1176 | #NAME? | 1176 | 3.756 | 2.705 | 4.7328 | 6.083 | 4.4964 | 3.3282 | 5.4812 | 7.478 | 5.1096 | 4.2338 | 6.79 | 9.3096
|  | 1177 | #NAME? | 1177 | 3.763 | 2.7085 | 4.7401 | 6.093 | 4.5053 | 3.3329 | 5.4904 | 7.49 | 5.1197 | 4.2396 | 6.8 | 9.3232
|  | 1178 | #NAME? | 1178 | 3.77 | 2.712 | 4.7474 | 6.103 | 4.5142 | 3.3376 | 5.4996 | 7.502 | 5.1298 | 4.2454 | 6.81 | 9.3368
|  | 1179 | #NAME? | 1179 | 3.777 | 2.7155 | 4.7547 | 6.113 | 4.5231 | 3.3423 | 5.5088 | 7.514 | 5.1399 | 4.2512 | 6.82 | 9.3504
|  | 1180 | #NAME? | 1180 | 3.784 | 2.719 | 4.762 | 6.123 | 4.532 | 3.347 | 5.518 | 7.526 | 5.15 | 4.257 | 6.83 | 9.364
|  | 1181 | #NAME? | 1181 | 3.7896 | 2.7224 | 4.7688 | 6.1327 | 4.5382 | 3.3512 | 5.5258 | 7.5369 | 5.157 | 4.2626 | 6.84 | 9.3774
|  | 1182 | #NAME? | 1182 | 3.7952 | 2.7258 | 4.7756 | 6.1424 | 4.5443 | 3.3554 | 5.5336 | 7.5478 | 5.164 | 4.2682 | 6.85 | 9.3908
|  | 1183 | #NAME? | 1183 | 3.8008 | 2.7292 | 4.7824 | 6.1521 | 4.5505 | 3.3596 | 5.5414 | 7.5587 | 5.171 | 4.2738 | 6.86 | 9.4042
|  | 1184 | #NAME? | 1184 | 3.8064 | 2.7326 | 4.7892 | 6.1618 | 4.5566 | 3.3638 | 5.5492 | 7.5696 | 5.178 | 4.2794 | 6.87 | 9.4176
|  | 1185 | #NAME? | 1185 | 3.812 | 2.736 | 4.796 | 6.1715 | 4.5628 | 3.368 | 5.557 | 7.5805 | 5.185 | 4.285 | 6.88 | 9.431
|  | 1186 | #NAME? | 1186 | 3.8176 | 2.7394 | 4.8028 | 6.1812 | 4.569 | 3.3722 | 5.5648 | 7.5914 | 5.192 | 4.2906 | 6.89 | 9.4444
|  | 1187 | #NAME? | 1187 | 3.8232 | 2.7428 | 4.8096 | 6.1909 | 4.5751 | 3.3764 | 5.5726 | 7.6023 | 5.199 | 4.2962 | 6.9 | 9.4578
|  | 1188 | #NAME? | 1188 | 3.8288 | 2.7462 | 4.8164 | 6.2006 | 4.5813 | 3.3806 | 5.5804 | 7.6132 | 5.206 | 4.3018 | 6.91 | 9.4712
|  | 1189 | #NAME? | 1189 | 3.8344 | 2.7496 | 4.8232 | 6.2103 | 4.5874 | 3.3848 | 5.5882 | 7.6241 | 5.213 | 4.3074 | 6.92 | 9.4846
|  | 1190 | #NAME? | 1190 | 3.84 | 2.753 | 4.83 | 6.22 | 4.5936 | 3.389 | 5.596 | 7.635 | 5.22 | 4.313 | 6.93 | 9.498
|  | 1191 | #NAME? | 1191 | 3.8456 | 2.7562 | 4.8365 | 6.2285 | 4.6002 | 3.393 | 5.6025 | 7.6433 | 5.2275 | 4.3183 | 6.9385 | 9.5101
|  | 1192 | #NAME? | 1192 | 3.8512 | 2.7594 | 4.8431 | 6.237 | 4.6068 | 3.397 | 5.609 | 7.6517 | 5.235 | 4.3236 | 6.947 | 9.5222
|  | 1193 | #NAME? | 1193 | 3.8568 | 2.7626 | 4.8497 | 6.2455 | 4.6134 | 3.401 | 5.6155 | 7.6601 | 5.2425 | 4.3289 | 6.9555 | 9.5343
|  | 1194 | #NAME? | 1194 | 3.8624 | 2.7658 | 4.8562 | 6.254 | 4.62 | 3.405 | 5.622 | 7.6684 | 5.25 | 4.3342 | 6.964 | 9.5464
|  | 1195 | #NAME? | 1195 | 3.868 | 2.769 | 4.8628 | 6.2625 | 4.6266 | 3.409 | 5.6285 | 7.6768 | 5.2575 | 4.3395 | 6.9725 | 9.5585
|  | 1196 | #NAME? | 1196 | 3.8736 | 2.7722 | 4.8693 | 6.271 | 4.6332 | 3.413 | 5.635 | 7.6851 | 5.265 | 4.3448 | 6.981 | 9.5706
|  | 1197 | #NAME? | 1197 | 3.8792 | 2.7754 | 4.8758 | 6.2795 | 4.6398 | 3.417 | 5.6415 | 7.6934 | 5.2725 | 4.3501 | 6.9895 | 9.5827
|  | 1198 | #NAME? | 1198 | 3.8848 | 2.7786 | 4.8824 | 6.288 | 4.6464 | 3.421 | 5.648 | 7.7018 | 5.28 | 4.3554 | 6.998 | 9.5948
|  | 1199 | #NAME? | 1199 | 3.8904 | 2.7818 | 4.889 | 6.2965 | 4.653 | 3.425 | 5.6545 | 7.7101 | 5.2875 | 4.3607 | 7.0065 | 9.6069
|  | 1200 | #NAME? | 1200 | 3.896 | 2.785 | 4.8955 | 6.305 | 4.6596 | 3.429 | 5.661 | 7.7185 | 5.295 | 4.366 | 7.015 | 9.619
|  | 1201 | #NAME? | 1201 | 3.8989 | 2.7882 | 4.9021 | 6.3135 | 4.6662 | 3.433 | 5.6675 | 7.7268 | 5.3025 | 4.3713 | 7.0235 | 9.6311
|  | 1202 | #NAME? | 1202 | 3.9019 | 2.7914 | 4.9086 | 6.322 | 4.6728 | 3.437 | 5.674 | 7.7352 | 5.31 | 4.3766 | 7.032 | 9.6432
|  | 1203 | #NAME? | 1203 | 3.9048 | 2.7946 | 4.9152 | 6.3305 | 4.6794 | 3.441 | 5.6805 | 7.7435 | 5.3175 | 4.3819 | 7.0405 | 9.6553
|  | 1204 | #NAME? | 1204 | 3.9077 | 2.7978 | 4.9217 | 6.339 | 4.686 | 3.445 | 5.687 | 7.7519 | 5.325 | 4.3872 | 7.049 | 9.6674
|  | 1205 | #NAME? | 1205 | 3.9107 | 2.801 | 4.9283 | 6.3475 | 4.6926 | 3.449 | 5.6935 | 7.7602 | 5.3325 | 4.3925 | 7.0575 | 9.6795
|  | 1206 | #NAME? | 1206 | 3.9136 | 2.8042 | 4.9348 | 6.356 | 4.6992 | 3.453 | 5.7 | 7.7686 | 5.34 | 4.3978 | 7.066 | 9.6916
|  | 1207 | #NAME? | 1207 | 3.9165 | 2.8074 | 4.9413 | 6.3645 | 4.7058 | 3.457 | 5.7065 | 7.7769 | 5.3475 | 4.4031 | 7.0745 | 9.7037
|  | 1208 | #NAME? | 1208 | 3.9195 | 2.8106 | 4.9479 | 6.373 | 4.7124 | 3.461 | 5.713 | 7.7853 | 5.355 | 4.4084 | 7.083 | 9.7158
|  | 1209 | #NAME? | 1209 | 3.9224 | 2.8138 | 4.9545 | 6.3815 | 4.719 | 3.465 | 5.7195 | 7.7936 | 5.3625 | 4.4137 | 7.0915 | 9.7279
|  | 1210 | #NAME? | 1210 | 3.9253 | 2.817 | 4.961 | 6.39 | 4.7256 | 3.469 | 5.726 | 7.802 | 5.37 | 4.419 | 7.1 | 9.74
|  | 1211 | #NAME? | 1211 | 3.9283 | 2.8199 | 4.966 | 6.3965 | 4.7313 | 3.4726 | 5.7314 | 7.8102 | 5.3765 | 4.4238 | 7.107 | 9.7505
|  | 1212 | #NAME? | 1212 | 3.9312 | 2.8229 | 4.9709 | 6.403 | 4.737 | 3.4763 | 5.7369 | 7.8184 | 5.383 | 4.4287 | 7.114 | 9.761
|  | 1213 | #NAME? | 1213 | 3.9341 | 2.8258 | 4.9759 | 6.4095 | 4.7428 | 3.4799 | 5.7424 | 7.8266 | 5.3895 | 4.4335 | 7.121 | 9.7715
|  | 1214 | #NAME? | 1214 | 3.9371 | 2.8288 | 4.9808 | 6.416 | 4.7485 | 3.4836 | 5.7478 | 7.8348 | 5.396 | 4.4384 | 7.128 | 9.782
|  | 1215 | #NAME? | 1215 | 3.94 | 2.8317 | 4.9858 | 6.4225 | 4.7542 | 3.4872 | 5.7532 | 7.843 | 5.4025 | 4.4432 | 7.135 | 9.7925
|  | 1216 | #NAME? | 1216 | 3.9438 | 2.8347 | 4.9907 | 6.429 | 4.7599 | 3.4909 | 5.7587 | 7.8512 | 5.409 | 4.4481 | 7.142 | 9.803
|  | 1217 | #NAME? | 1217 | 3.9476 | 2.8377 | 4.9957 | 6.4355 | 4.7656 | 3.4945 | 5.7641 | 7.8594 | 5.4155 | 4.4529 | 7.149 | 9.8135
|  | 1218 | #NAME? | 1218 | 3.9514 | 2.8406 | 5.0006 | 6.442 | 4.7714 | 3.4982 | 5.7696 | 7.8676 | 5.422 | 4.4578 | 7.156 | 9.824
|  | 1219 | #NAME? | 1219 | 3.9552 | 2.8436 | 5.0056 | 6.4485 | 4.7771 | 3.5018 | 5.7751 | 7.8758 | 5.4285 | 4.4627 | 7.163 | 9.8345
|  | 1220 | #NAME? | 1220 | 3.959 | 2.8465 | 5.0105 | 6.455 | 4.7828 | 3.5055 | 5.7805 | 7.884 | 5.435 | 4.4675 | 7.17 | 9.845
|  | 1221 | #NAME? | 1221 | 3.9629 | 2.8495 | 5.0154 | 6.4615 | 4.7885 | 3.5091 | 5.7859 | 7.8922 | 5.4415 | 4.4723 | 7.177 | 9.8555
|  | 1222 | #NAME? | 1222 | 3.9667 | 2.8524 | 5.0204 | 6.468 | 4.7942 | 3.5128 | 5.7914 | 7.9004 | 5.448 | 4.4772 | 7.184 | 9.866
|  | 1223 | #NAME? | 1223 | 3.9705 | 2.8554 | 5.0253 | 6.4745 | 4.8 | 3.5164 | 5.7969 | 7.9086 | 5.4545 | 4.4821 | 7.191 | 9.8765
|  | 1224 | #NAME? | 1224 | 3.9743 | 2.8583 | 5.0303 | 6.481 | 4.8057 | 3.5201 | 5.8023 | 7.9168 | 5.461 | 4.4869 | 7.198 | 9.887
|  | 1225 | #NAME? | 1225 | 3.9781 | 2.8613 | 5.0352 | 6.4875 | 4.8114 | 3.5237 | 5.8078 | 7.925 | 5.4675 | 4.4917 | 7.205 | 9.8975
|  | 1226 | #NAME? | 1226 | 3.9819 | 2.8642 | 5.0402 | 6.494 | 4.8171 | 3.5274 | 5.8132 | 7.9332 | 5.474 | 4.4966 | 7.212 | 9.908
|  | 1227 | #NAME? | 1227 | 3.9857 | 2.8672 | 5.0451 | 6.5005 | 4.8228 | 3.5311 | 5.8186 | 7.9414 | 5.4805 | 4.5015 | 7.219 | 9.9185
|  | 1228 | #NAME? | 1228 | 3.9895 | 2.8701 | 5.0501 | 6.507 | 4.8286 | 3.5347 | 5.8241 | 7.9496 | 5.487 | 4.5063 | 7.226 | 9.929
|  | 1229 | #NAME? | 1229 | 3.9933 | 2.8731 | 5.055 | 6.5135 | 4.8343 | 3.5383 | 5.8296 | 7.9578 | 5.4935 | 4.5111 | 7.233 | 9.9395
|  | 1230 | #NAME? | 1230 | 3.9971 | 2.876 | 5.06 | 6.52 | 4.84 | 3.542 | 5.835 | 7.966 | 5.5 | 4.516 | 7.24 | 9.95
|  | 1231 | #NAME? | 1231 | 4.001 | 2.8786 | 5.0638 | 6.5263 | 4.8453 | 3.5453 | 5.8396 | 7.9737 | 5.506 | 4.5203 | 7.246 | 9.9597
|  | 1232 | #NAME? | 1232 | 4.0048 | 2.8812 | 5.0677 | 6.5327 | 4.8506 | 3.5485 | 5.8442 | 7.9815 | 5.512 | 4.5246 | 7.252 | 9.9693
|  | 1233 | #NAME? | 1233 | 4.0086 | 2.8838 | 5.0715 | 6.539 | 4.8558 | 3.5518 | 5.8488 | 7.9892 | 5.518 | 4.5289 | 7.258 | 9.979
|  | 1234 | #NAME? | 1234 | 4.0124 | 2.8864 | 5.0753 | 6.5453 | 4.8611 | 3.5551 | 5.8534 | 7.9969 | 5.524 | 4.5332 | 7.264 | 9.9887
|  | 1235 | #NAME? | 1235 | 4.0162 | 2.889 | 5.0792 | 6.5517 | 4.8664 | 3.5583 | 5.858 | 8.0047 | 5.53 | 4.5375 | 7.27 | 9.9983
|  | 1236 | #NAME? | 1236 | 4.02 | 2.8916 | 5.083 | 6.558 | 4.8717 | 3.5616 | 5.8626 | 8.0124 | 5.536 | 4.5418 | 7.276 | 10.008
|  | 1237 | #NAME? | 1237 | 4.0233 | 2.8942 | 5.0868 | 6.5643 | 4.877 | 3.5649 | 5.8672 | 8.0201 | 5.542 | 4.5461 | 7.282 | 10.0177
|  | 1238 | #NAME? | 1238 | 4.0267 | 2.8968 | 5.0907 | 6.5707 | 4.8822 | 3.5681 | 5.8718 | 8.0279 | 5.548 | 4.5504 | 7.288 | 10.0273
|  | 1239 | #NAME? | 1239 | 4.03 | 2.8994 | 5.0945 | 6.577 | 4.8875 | 3.5714 | 5.8764 | 8.0356 | 5.554 | 4.5547 | 7.294 | 10.037
|  | 1240 | #NAME? | 1240 | 4.0333 | 2.902 | 5.0983 | 6.5833 | 4.8928 | 3.5747 | 5.881 | 8.0433 | 5.56 | 4.559 | 7.3 | 10.0467
|  | 1241 | #NAME? | 1241 | 4.0367 | 2.9046 | 5.1022 | 6.5897 | 4.8981 | 3.5779 | 5.8856 | 8.0511 | 5.566 | 4.5633 | 7.306 | 10.0563
|  | 1242 | #NAME? | 1242 | 4.04 | 2.9072 | 5.106 | 6.596 | 4.9034 | 3.5812 | 5.8902 | 8.0588 | 5.572 | 4.5676 | 7.312 | 10.066
|  | 1243 | #NAME? | 1243 | 4.0433 | 2.9098 | 5.1098 | 6.6023 | 4.9086 | 3.5845 | 5.8948 | 8.0665 | 5.578 | 4.5719 | 7.318 | 10.0757
|  | 1244 | #NAME? | 1244 | 4.0467 | 2.9124 | 5.1137 | 6.6087 | 4.9139 | 3.5877 | 5.8994 | 8.0743 | 5.584 | 4.5762 | 7.324 | 10.0853
|  | 1245 | #NAME? | 1245 | 4.05 | 2.915 | 5.1175 | 6.615 | 4.9192 | 3.591 | 5.904 | 8.082 | 5.59 | 4.5805 | 7.33 | 10.095
|  | 1246 | #NAME? | 1246 | 4.0533 | 2.9176 | 5.1213 | 6.6213 | 4.9245 | 3.5943 | 5.9086 | 8.0897 | 5.596 | 4.5848 | 7.336 | 10.1047
|  | 1247 | #NAME? | 1247 | 4.0567 | 2.9202 | 5.1252 | 6.6277 | 4.9298 | 3.5975 | 5.9132 | 8.0975 | 5.602 | 4.5891 | 7.342 | 10.1143
|  | 1248 | #NAME? | 1248 | 4.06 | 2.9228 | 5.129 | 6.634 | 4.935 | 3.6008 | 5.9178 | 8.1052 | 5.608 | 4.5934 | 7.348 | 10.124
|  | 1249 | #NAME? | 1249 | 4.0633 | 2.9254 | 5.1328 | 6.6403 | 4.9403 | 3.6041 | 5.9224 | 8.1129 | 5.614 | 4.5977 | 7.354 | 10.1337
|  | 1250 | #NAME? | 1250 | 4.0667 | 2.928 | 5.1367 | 6.6467 | 4.9456 | 3.6073 | 5.927 | 8.1207 | 5.62 | 4.602 | 7.36 | 10.1433
|  | 1251 | #NAME? | 1251 | 4.07 | 2.9306 | 5.1405 | 6.653 | 4.9509 | 3.6106 | 5.9316 | 8.1284 | 5.626 | 4.6063 | 7.366 | 10.153
|  | 1252 | #NAME? | 1252 | 4.0733 | 2.9332 | 5.1443 | 6.6593 | 4.9562 | 3.6139 | 5.9362 | 8.1361 | 5.632 | 4.6106 | 7.372 | 10.1627
|  | 1253 | #NAME? | 1253 | 4.0767 | 2.9358 | 5.1482 | 6.6657 | 4.9614 | 3.6171 | 5.9408 | 8.1439 | 5.638 | 4.6149 | 7.378 | 10.1723
|  | 1254 | #NAME? | 1254 | 4.08 | 2.9384 | 5.152 | 6.672 | 4.9667 | 3.6204 | 5.9454 | 8.1516 | 5.644 | 4.6192 | 7.384 | 10.182
|  | 1255 | #NAME? | 1255 | 4.0827 | 2.941 | 5.1558 | 6.6783 | 4.972 | 3.6237 | 5.95 | 8.1593 | 5.65 | 4.6235 | 7.39 | 10.1917
|  | 1256 | #NAME? | 1256 | 4.0855 | 2.9436 | 5.1597 | 6.6847 | 4.9773 | 3.6269 | 5.9546 | 8.1671 | 5.656 | 4.6278 | 7.396 | 10.2013
|  | 1257 | #NAME? | 1257 | 4.0882 | 2.9462 | 5.1635 | 6.691 | 4.9826 | 3.6302 | 5.9592 | 8.1748 | 5.662 | 4.6321 | 7.402 | 10.211
|  | 1258 | #NAME? | 1258 | 4.0909 | 2.9488 | 5.1673 | 6.6973 | 4.9878 | 3.6335 | 5.9638 | 8.1825 | 5.668 | 4.6364 | 7.408 | 10.2207
|  | 1259 | #NAME? | 1259 | 4.0936 | 2.9514 | 5.1712 | 6.7037 | 4.9931 | 3.6367 | 5.9684 | 8.1903 | 5.674 | 4.6407 | 7.414 | 10.2303
|  | 1260 | #NAME? | 1260 | 4.0964 | 2.954 | 5.175 | 6.71 | 4.9984 | 3.64 | 5.973 | 8.198 | 5.68 | 4.645 | 7.42 | 10.24
|  | 1261 | #NAME? | 1261 | 4.0991 | 2.9561 | 5.1783 | 6.7147 | 5.0026 | 3.6427 | 5.9771 | 8.204 | 5.6847 | 4.6485 | 7.4255 | 10.2477
|  | 1262 | #NAME? | 1262 | 4.1018 | 2.9583 | 5.1815 | 6.7195 | 5.0068 | 3.6454 | 5.9811 | 8.2101 | 5.6895 | 4.652 | 7.431 | 10.2555
|  | 1263 | #NAME? | 1263 | 4.1045 | 2.9604 | 5.1848 | 6.7242 | 5.0109 | 3.648 | 5.9851 | 8.2161 | 5.6942 | 4.6556 | 7.4365 | 10.2633
|  | 1264 | #NAME? | 1264 | 4.1073 | 2.9625 | 5.188 | 6.729 | 5.0151 | 3.6507 | 5.9892 | 8.2221 | 5.699 | 4.6591 | 7.442 | 10.271
|  | 1265 | #NAME? | 1265 | 4.11 | 2.9646 | 5.1913 | 6.7337 | 5.0193 | 3.6534 | 5.9932 | 8.2281 | 5.7037 | 4.6626 | 7.4475 | 10.2788
|  | 1266 | #NAME? | 1266 | 4.1127 | 2.9668 | 5.1945 | 6.7385 | 5.0235 | 3.6561 | 5.9973 | 8.2341 | 5.7085 | 4.6662 | 7.453 | 10.2865
|  | 1267 | #NAME? | 1267 | 4.1155 | 2.9689 | 5.1978 | 6.7432 | 5.0277 | 3.6587 | 6.0013 | 8.2402 | 5.7132 | 4.6697 | 7.4585 | 10.2942
|  | 1268 | #NAME? | 1268 | 4.1182 | 2.971 | 5.201 | 6.748 | 5.0318 | 3.6614 | 6.0054 | 8.2462 | 5.718 | 4.6732 | 7.464 | 10.302
|  | 1269 | #NAME? | 1269 | 4.1209 | 2.9731 | 5.2043 | 6.7527 | 5.036 | 3.6641 | 6.0095 | 8.2522 | 5.7227 | 4.6767 | 7.4695 | 10.3098
|  | 1270 | #NAME? | 1270 | 4.1236 | 2.9752 | 5.2075 | 6.7575 | 5.0402 | 3.6667 | 6.0135 | 8.2583 | 5.7275 | 4.6802 | 7.475 | 10.3175
|  | 1271 | #NAME? | 1271 | 4.1264 | 2.9774 | 5.2107 | 6.7622 | 5.0444 | 3.6694 | 6.0175 | 8.2643 | 5.7322 | 4.6838 | 7.4805 | 10.3253
|  | 1272 | #NAME? | 1272 | 4.1291 | 2.9795 | 5.214 | 6.767 | 5.0486 | 3.6721 | 6.0216 | 8.2703 | 5.737 | 4.6873 | 7.486 | 10.333
|  | 1273 | #NAME? | 1273 | 4.1318 | 2.9816 | 5.2172 | 6.7717 | 5.0527 | 3.6748 | 6.0256 | 8.2763 | 5.7417 | 4.6908 | 7.4915 | 10.3407
|  | 1274 | #NAME? | 1274 | 4.1345 | 2.9838 | 5.2205 | 6.7765 | 5.0569 | 3.6774 | 6.0297 | 8.2824 | 5.7465 | 4.6944 | 7.497 | 10.3485
|  | 1275 | #NAME? | 1275 | 4.1373 | 2.9859 | 5.2237 | 6.7812 | 5.0611 | 3.6801 | 6.0337 | 8.2884 | 5.7512 | 4.6979 | 7.5025 | 10.3563
|  | 1276 | #NAME? | 1276 | 4.14 | 2.988 | 5.227 | 6.786 | 5.0653 | 3.6828 | 6.0378 | 8.2944 | 5.756 | 4.7014 | 7.508 | 10.364
|  | 1277 | #NAME? | 1277 | 4.1421 | 2.9901 | 5.2302 | 6.7908 | 5.0695 | 3.6855 | 6.0419 | 8.3004 | 5.7607 | 4.7049 | 7.5135 | 10.3718
|  | 1278 | #NAME? | 1278 | 4.1441 | 2.9923 | 5.2335 | 6.7955 | 5.0736 | 3.6881 | 6.0459 | 8.3064 | 5.7655 | 4.7084 | 7.519 | 10.3795
|  | 1279 | #NAME? | 1279 | 4.1462 | 2.9944 | 5.2367 | 6.8003 | 5.0778 | 3.6908 | 6.0499 | 8.3125 | 5.7702 | 4.712 | 7.5245 | 10.3872
|  | 1280 | #NAME? | 1280 | 4.1483 | 2.9965 | 5.24 | 6.805 | 5.082 | 3.6935 | 6.054 | 8.3185 | 5.775 | 4.7155 | 7.53 | 10.395
|  | 1281 | #NAME? | 1281 | 4.1503 | 2.9986 | 5.2432 | 6.8098 | 5.0862 | 3.6962 | 6.058 | 8.3245 | 5.7797 | 4.719 | 7.5355 | 10.4028
|  | 1282 | #NAME? | 1282 | 4.1524 | 3.0008 | 5.2465 | 6.8145 | 5.0904 | 3.6989 | 6.0621 | 8.3306 | 5.7845 | 4.7226 | 7.541 | 10.4105
|  | 1283 | #NAME? | 1283 | 4.1545 | 3.0029 | 5.2497 | 6.8193 | 5.0945 | 3.7015 | 6.0661 | 8.3366 | 5.7893 | 4.7261 | 7.5465 | 10.4183
|  | 1284 | #NAME? | 1284 | 4.1566 | 3.005 | 5.253 | 6.824 | 5.0987 | 3.7042 | 6.0702 | 8.3426 | 5.794 | 4.7296 | 7.552 | 10.426
|  | 1285 | #NAME? | 1285 | 4.1586 | 3.0071 | 5.2562 | 6.8288 | 5.1029 | 3.7069 | 6.0743 | 8.3486 | 5.7988 | 4.7331 | 7.5575 | 10.4337
|  | 1286 | #NAME? | 1286 | 4.1607 | 3.0093 | 5.2595 | 6.8335 | 5.1071 | 3.7096 | 6.0783 | 8.3546 | 5.8035 | 4.7366 | 7.563 | 10.4415
|  | 1287 | #NAME? | 1287 | 4.1628 | 3.0114 | 5.2627 | 6.8383 | 5.1113 | 3.7122 | 6.0823 | 8.3607 | 5.8083 | 4.7402 | 7.5685 | 10.4493
|  | 1288 | #NAME? | 1288 | 4.1648 | 3.0135 | 5.266 | 6.843 | 5.1154 | 3.7149 | 6.0864 | 8.3667 | 5.813 | 4.7437 | 7.574 | 10.457
|  | 1289 | #NAME? | 1289 | 4.1669 | 3.0156 | 5.2692 | 6.8478 | 5.1196 | 3.7176 | 6.0904 | 8.3727 | 5.8178 | 4.7472 | 7.5795 | 10.4648
|  | 1290 | #NAME? | 1290 | 4.169 | 3.0178 | 5.2725 | 6.8525 | 5.1238 | 3.7203 | 6.0945 | 8.3788 | 5.8225 | 4.7508 | 7.585 | 10.4725
|  | 1291 | #NAME? | 1291 | 4.171 | 3.0199 | 5.2757 | 6.8573 | 5.128 | 3.7229 | 6.0985 | 8.3848 | 5.8273 | 4.7543 | 7.5905 | 10.4802
|  | 1292 | #NAME? | 1292 | 4.1731 | 3.022 | 5.279 | 6.862 | 5.1322 | 3.7256 | 6.1026 | 8.3908 | 5.832 | 4.7578 | 7.596 | 10.488
|  | 1293 | #NAME? | 1293 | 4.1752 | 3.0241 | 5.2822 | 6.8668 | 5.1363 | 3.7283 | 6.1067 | 8.3968 | 5.8368 | 4.7613 | 7.6015 | 10.4958
|  | 1294 | #NAME? | 1294 | 4.1772 | 3.0263 | 5.2855 | 6.8715 | 5.1405 | 3.7309 | 6.1107 | 8.4029 | 5.8415 | 4.7648 | 7.607 | 10.5035
|  | 1295 | #NAME? | 1295 | 4.1793 | 3.0284 | 5.2887 | 6.8763 | 5.1447 | 3.7336 | 6.1147 | 8.4089 | 5.8463 | 4.7684 | 7.6125 | 10.5113
|  | 1296 | #NAME? | 1296 | 4.1814 | 3.0305 | 5.292 | 6.881 | 5.1489 | 3.7363 | 6.1188 | 8.4149 | 5.851 | 4.7719 | 7.618 | 10.519
|  | 1297 | #NAME? | 1297 | 4.1834 | 3.0326 | 5.2952 | 6.8858 | 5.1531 | 3.739 | 6.1228 | 8.4209 | 5.8558 | 4.7754 | 7.6235 | 10.5267
|  | 1298 | #NAME? | 1298 | 4.1855 | 3.0348 | 5.2985 | 6.8905 | 5.1572 | 3.7416 | 6.1269 | 8.4269 | 5.8605 | 4.779 | 7.629 | 10.5345
|  | 1299 | #NAME? | 1299 | 4.1876 | 3.0369 | 5.3017 | 6.8953 | 5.1614 | 3.7443 | 6.1309 | 8.433 | 5.8653 | 4.7825 | 7.6345 | 10.5423
|  | 1300 | #NAME? | 1300 | 4.1897 | 3.039 | 5.305 | 6.9 | 5.1656 | 3.747 | 6.135 | 8.439 | 5.87 | 4.786 | 7.64 | 10.55
|  | 1301 | #NAME? | 1301 | 4.1917 | 3.0406 | 5.3074 | 6.9035 | 5.1663 | 3.749 | 6.138 | 8.4435 | 5.8708 | 4.7886 | 7.644 | 10.5558
|  | 1302 | #NAME? | 1302 | 4.1938 | 3.0422 | 5.3097 | 6.907 | 5.1669 | 3.751 | 6.1409 | 8.4479 | 5.8715 | 4.7912 | 7.648 | 10.5615
|  | 1303 | #NAME? | 1303 | 4.1959 | 3.0438 | 5.3121 | 6.9105 | 5.1676 | 3.753 | 6.1438 | 8.4524 | 5.8723 | 4.7939 | 7.652 | 10.5673
|  | 1304 | #NAME? | 1304 | 4.1979 | 3.0454 | 5.3145 | 6.914 | 5.1682 | 3.755 | 6.1468 | 8.4568 | 5.873 | 4.7965 | 7.656 | 10.573
|  | 1305 | #NAME? | 1305 | 4.2 | 3.047 | 5.3169 | 6.9175 | 5.1689 | 3.757 | 6.1498 | 8.4612 | 5.8738 | 4.7991 | 7.66 | 10.5788
|  | 1306 | #NAME? | 1306 | 4.2017 | 3.0486 | 5.3193 | 6.921 | 5.1696 | 3.759 | 6.1527 | 8.4657 | 5.8745 | 4.8017 | 7.664 | 10.5845
|  | 1307 | #NAME? | 1307 | 4.2034 | 3.0502 | 5.3216 | 6.9245 | 5.1702 | 3.761 | 6.1556 | 8.4702 | 5.8753 | 4.8044 | 7.668 | 10.5903
|  | 1308 | #NAME? | 1308 | 4.2051 | 3.0518 | 5.324 | 6.928 | 5.1709 | 3.763 | 6.1586 | 8.4746 | 5.876 | 4.807 | 7.672 | 10.596
|  | 1309 | #NAME? | 1309 | 4.2069 | 3.0534 | 5.3264 | 6.9315 | 5.1715 | 3.765 | 6.1616 | 8.4791 | 5.8768 | 4.8096 | 7.676 | 10.6018
|  | 1310 | #NAME? | 1310 | 4.2086 | 3.055 | 5.3287 | 6.935 | 5.1722 | 3.767 | 6.1645 | 8.4835 | 5.8775 | 4.8122 | 7.68 | 10.6075
|  | 1311 | #NAME? | 1311 | 4.2103 | 3.0566 | 5.3311 | 6.9385 | 5.1729 | 3.769 | 6.1674 | 8.4879 | 5.8783 | 4.8149 | 7.684 | 10.6133
|  | 1312 | #NAME? | 1312 | 4.212 | 3.0582 | 5.3335 | 6.942 | 5.1735 | 3.771 | 6.1704 | 8.4924 | 5.879 | 4.8175 | 7.688 | 10.619
|  | 1313 | #NAME? | 1313 | 4.2137 | 3.0598 | 5.3359 | 6.9455 | 5.1742 | 3.773 | 6.1734 | 8.4969 | 5.8798 | 4.8201 | 7.692 | 10.6248
|  | 1314 | #NAME? | 1314 | 4.2154 | 3.0614 | 5.3383 | 6.949 | 5.1748 | 3.775 | 6.1763 | 8.5013 | 5.8805 | 4.8228 | 7.696 | 10.6305
|  | 1315 | #NAME? | 1315 | 4.2171 | 3.063 | 5.3406 | 6.9525 | 5.1755 | 3.777 | 6.1792 | 8.5058 | 5.8813 | 4.8254 | 7.7 | 10.6363
|  | 1316 | #NAME? | 1316 | 4.2189 | 3.0646 | 5.343 | 6.956 | 5.1762 | 3.779 | 6.1822 | 8.5102 | 5.882 | 4.828 | 7.704 | 10.642
|  | 1317 | #NAME? | 1317 | 4.2206 | 3.0662 | 5.3454 | 6.9595 | 5.1768 | 3.781 | 6.1852 | 8.5146 | 5.8828 | 4.8306 | 7.708 | 10.6478
|  | 1318 | #NAME? | 1318 | 4.2223 | 3.0678 | 5.3477 | 6.963 | 5.1775 | 3.783 | 6.1881 | 8.5191 | 5.8835 | 4.8332 | 7.712 | 10.6535
|  | 1319 | #NAME? | 1319 | 4.224 | 3.0694 | 5.3501 | 6.9665 | 5.1781 | 3.785 | 6.191 | 8.5236 | 5.8843 | 4.8359 | 7.716 | 10.6593
|  | 1320 | #NAME? | 1320 | 4.2257 | 3.071 | 5.3525 | 6.97 | 5.1788 | 3.787 | 6.194 | 8.528 | 5.885 | 4.8385 | 7.72 | 10.665
|  | 1321 | #NAME? | 1321 | 4.2274 | 3.0726 | 5.3549 | 6.9735 | 5.1795 | 3.789 | 6.197 | 8.5325 | 5.8857 | 4.8411 | 7.724 | 10.6707
|  | 1322 | #NAME? | 1322 | 4.2291 | 3.0742 | 5.3573 | 6.977 | 5.1801 | 3.791 | 6.1999 | 8.5369 | 5.8865 | 4.8438 | 7.728 | 10.6765
|  | 1323 | #NAME? | 1323 | 4.2309 | 3.0758 | 5.3596 | 6.9805 | 5.1808 | 3.793 | 6.2028 | 8.5414 | 5.8872 | 4.8464 | 7.732 | 10.6822
|  | 1324 | #NAME? | 1324 | 4.2326 | 3.0774 | 5.362 | 6.984 | 5.1814 | 3.795 | 6.2058 | 8.5458 | 5.888 | 4.849 | 7.736 | 10.688
|  | 1325 | #NAME? | 1325 | 4.2343 | 3.079 | 5.3644 | 6.9875 | 5.1821 | 3.797 | 6.2088 | 8.5503 | 5.8887 | 4.8516 | 7.74 | 10.6937
|  | 1326 | #NAME? | 1326 | 4.236 | 3.0806 | 5.3667 | 6.991 | 5.1828 | 3.799 | 6.2117 | 8.5547 | 5.8895 | 4.8542 | 7.744 | 10.6995
|  | 1327 | #NAME? | 1327 | 4.2377 | 3.0822 | 5.3691 | 6.9945 | 5.1834 | 3.801 | 6.2146 | 8.5592 | 5.8902 | 4.8569 | 7.748 | 10.7052
|  | 1328 | #NAME? | 1328 | 4.2394 | 3.0838 | 5.3715 | 6.998 | 5.1841 | 3.803 | 6.2176 | 8.5636 | 5.891 | 4.8595 | 7.752 | 10.711
|  | 1329 | #NAME? | 1329 | 4.2411 | 3.0854 | 5.3739 | 7.0015 | 5.1847 | 3.805 | 6.2206 | 8.5681 | 5.8918 | 4.8621 | 7.756 | 10.7167
|  | 1330 | #NAME? | 1330 | 4.2429 | 3.087 | 5.3763 | 7.005 | 5.1854 | 3.807 | 6.2235 | 8.5725 | 5.8925 | 4.8647 | 7.76 | 10.7225
|  | 1331 | #NAME? | 1331 | 4.2446 | 3.0886 | 5.3786 | 7.0085 | 5.1861 | 3.809 | 6.2264 | 8.577 | 5.8933 | 4.8674 | 7.764 | 10.7282
|  | 1332 | #NAME? | 1332 | 4.2463 | 3.0902 | 5.381 | 7.012 | 5.1867 | 3.811 | 6.2294 | 8.5814 | 5.894 | 4.87 | 7.768 | 10.734
|  | 1333 | #NAME? | 1333 | 4.248 | 3.0918 | 5.3834 | 7.0155 | 5.1874 | 3.813 | 6.2324 | 8.5859 | 5.8948 | 4.8726 | 7.772 | 10.7397
|  | 1334 | #NAME? | 1334 | 4.2497 | 3.0934 | 5.3857 | 7.019 | 5.188 | 3.815 | 6.2353 | 8.5903 | 5.8955 | 4.8753 | 7.776 | 10.7455
|  | 1335 | #NAME? | 1335 | 4.2514 | 3.095 | 5.3881 | 7.0225 | 5.1887 | 3.817 | 6.2382 | 8.5948 | 5.8963 | 4.8779 | 7.78 | 10.7512
|  | 1336 | #NAME? | 1336 | 4.2531 | 3.0966 | 5.3905 | 7.026 | 5.1894 | 3.819 | 6.2412 | 8.5992 | 5.897 | 4.8805 | 7.784 | 10.757
|  | 1337 | #NAME? | 1337 | 4.2549 | 3.0982 | 5.3929 | 7.0295 | 5.19 | 3.821 | 6.2442 | 8.6037 | 5.8978 | 4.8831 | 7.788 | 10.7627
|  | 1338 | #NAME? | 1338 | 4.2566 | 3.0998 | 5.3953 | 7.033 | 5.1907 | 3.823 | 6.2471 | 8.6081 | 5.8985 | 4.8857 | 7.792 | 10.7685
|  | 1339 | #NAME? | 1339 | 4.2583 | 3.1014 | 5.3976 | 7.0365 | 5.1913 | 3.825 | 6.25 | 8.6126 | 5.8993 | 4.8884 | 7.796 | 10.7742
|  | 1340 | #NAME? | 1340 | 4.26 | 3.103 | 5.4 | 7.04 | 5.192 | 3.827 | 6.253 | 8.617 | 5.9 | 4.891 | 7.8 | 10.78
|  | 1341 | #NAME? | 1341 | 4.2623 | 3.1039 | 5.4015 | 7.042 | 5.1933 | 3.8282 | 6.2549 | 8.6194 | 5.9015 | 4.8925 | 7.8025 | 10.7828
|  | 1342 | #NAME? | 1342 | 4.2646 | 3.1049 | 5.403 | 7.044 | 5.1946 | 3.8293 | 6.2567 | 8.6217 | 5.903 | 4.8941 | 7.805 | 10.7857
|  | 1343 | #NAME? | 1343 | 4.2669 | 3.1058 | 5.4045 | 7.046 | 5.196 | 3.8305 | 6.2586 | 8.6241 | 5.9045 | 4.8956 | 7.8075 | 10.7885
|  | 1344 | #NAME? | 1344 | 4.2691 | 3.1067 | 5.406 | 7.048 | 5.1973 | 3.8317 | 6.2604 | 8.6264 | 5.906 | 4.8971 | 7.81 | 10.7913
|  | 1345 | #NAME? | 1345 | 4.2714 | 3.1077 | 5.4075 | 7.05 | 5.1986 | 3.8328 | 6.2622 | 8.6288 | 5.9075 | 4.8987 | 7.8125 | 10.7942
|  | 1346 | #NAME? | 1346 | 4.2737 | 3.1086 | 5.409 | 7.052 | 5.1999 | 3.834 | 6.2641 | 8.6311 | 5.909 | 4.9002 | 7.815 | 10.797
|  | 1347 | #NAME? | 1347 | 4.276 | 3.1095 | 5.4105 | 7.054 | 5.2012 | 3.8352 | 6.266 | 8.6334 | 5.9105 | 4.9017 | 7.8175 | 10.7998
|  | 1348 | #NAME? | 1348 | 4.2783 | 3.1105 | 5.412 | 7.056 | 5.2026 | 3.8363 | 6.2678 | 8.6358 | 5.912 | 4.9033 | 7.82 | 10.8027
|  | 1349 | #NAME? | 1349 | 4.2806 | 3.1114 | 5.4135 | 7.058 | 5.2039 | 3.8375 | 6.2697 | 8.6382 | 5.9135 | 4.9048 | 7.8225 | 10.8055
|  | 1350 | #NAME? | 1350 | 4.2829 | 3.1123 | 5.415 | 7.06 | 5.2052 | 3.8387 | 6.2715 | 8.6405 | 5.915 | 4.9063 | 7.825 | 10.8083
|  | 1351 | #NAME? | 1351 | 4.2851 | 3.1133 | 5.4165 | 7.062 | 5.2065 | 3.8398 | 6.2733 | 8.6429 | 5.9165 | 4.9079 | 7.8275 | 10.8112
|  | 1352 | #NAME? | 1352 | 4.2874 | 3.1142 | 5.418 | 7.064 | 5.2078 | 3.841 | 6.2752 | 8.6452 | 5.918 | 4.9094 | 7.83 | 10.814
|  | 1353 | #NAME? | 1353 | 4.2897 | 3.1151 | 5.4195 | 7.066 | 5.2092 | 3.8422 | 6.2771 | 8.6476 | 5.9195 | 4.9109 | 7.8325 | 10.8168
|  | 1354 | #NAME? | 1354 | 4.292 | 3.1161 | 5.421 | 7.068 | 5.2105 | 3.8433 | 6.2789 | 8.6499 | 5.921 | 4.9125 | 7.835 | 10.8197
|  | 1355 | #NAME? | 1355 | 4.2943 | 3.117 | 5.4225 | 7.07 | 5.2118 | 3.8445 | 6.2808 | 8.6523 | 5.9225 | 4.914 | 7.8375 | 10.8225
|  | 1356 | #NAME? | 1356 | 4.2966 | 3.1179 | 5.424 | 7.072 | 5.2131 | 3.8457 | 6.2826 | 8.6546 | 5.924 | 4.9155 | 7.84 | 10.8253
|  | 1357 | #NAME? | 1357 | 4.2989 | 3.1189 | 5.4255 | 7.074 | 5.2144 | 3.8468 | 6.2844 | 8.657 | 5.9255 | 4.9171 | 7.8425 | 10.8282
|  | 1358 | #NAME? | 1358 | 4.3011 | 3.1198 | 5.427 | 7.076 | 5.2158 | 3.848 | 6.2863 | 8.6593 | 5.927 | 4.9186 | 7.845 | 10.831
|  | 1359 | #NAME? | 1359 | 4.3034 | 3.1207 | 5.4285 | 7.078 | 5.2171 | 3.8492 | 6.2881 | 8.6616 | 5.9285 | 4.9201 | 7.8475 | 10.8338
|  | 1360 | #NAME? | 1360 | 4.3057 | 3.1217 | 5.43 | 7.08 | 5.2184 | 3.8503 | 6.29 | 8.664 | 5.93 | 4.9217 | 7.85 | 10.8367
|  | 1361 | #NAME? | 1361 | 4.308 | 3.1226 | 5.4315 | 7.082 | 5.2197 | 3.8515 | 6.2919 | 8.6663 | 5.9315 | 4.9232 | 7.8525 | 10.8395
|  | 1362 | #NAME? | 1362 | 4.3103 | 3.1235 | 5.433 | 7.084 | 5.221 | 3.8527 | 6.2937 | 8.6687 | 5.933 | 4.9247 | 7.855 | 10.8423
|  | 1363 | #NAME? | 1363 | 4.3126 | 3.1245 | 5.4345 | 7.086 | 5.2224 | 3.8538 | 6.2956 | 8.6711 | 5.9345 | 4.9263 | 7.8575 | 10.8452
|  | 1364 | #NAME? | 1364 | 4.3149 | 3.1254 | 5.436 | 7.088 | 5.2237 | 3.855 | 6.2974 | 8.6734 | 5.936 | 4.9278 | 7.86 | 10.848
|  | 1365 | #NAME? | 1365 | 4.3171 | 3.1263 | 5.4375 | 7.09 | 5.225 | 3.8562 | 6.2992 | 8.6758 | 5.9375 | 4.9293 | 7.8625 | 10.8508
|  | 1366 | #NAME? | 1366 | 4.3194 | 3.1273 | 5.439 | 7.092 | 5.2263 | 3.8573 | 6.3011 | 8.6781 | 5.939 | 4.9309 | 7.865 | 10.8537
|  | 1367 | #NAME? | 1367 | 4.3217 | 3.1282 | 5.4405 | 7.094 | 5.2276 | 3.8585 | 6.303 | 8.6805 | 5.9405 | 4.9324 | 7.8675 | 10.8565
|  | 1368 | #NAME? | 1368 | 4.324 | 3.1291 | 5.442 | 7.096 | 5.229 | 3.8597 | 6.3048 | 8.6828 | 5.942 | 4.9339 | 7.87 | 10.8593
|  | 1369 | #NAME? | 1369 | 4.3263 | 3.1301 | 5.4435 | 7.098 | 5.2303 | 3.8608 | 6.3067 | 8.6852 | 5.9435 | 4.9355 | 7.8725 | 10.8622
|  | 1370 | #NAME? | 1370 | 4.3286 | 3.131 | 5.445 | 7.1 | 5.2316 | 3.862 | 6.3085 | 8.6875 | 5.945 | 4.937 | 7.875 | 10.865
|  | 1371 | #NAME? | 1371 | 4.3309 | 3.1319 | 5.4465 | 7.102 | 5.2329 | 3.8632 | 6.3103 | 8.6898 | 5.9465 | 4.9385 | 7.8775 | 10.8678
|  | 1372 | #NAME? | 1372 | 4.3331 | 3.1329 | 5.448 | 7.104 | 5.2342 | 3.8643 | 6.3122 | 8.6922 | 5.948 | 4.9401 | 7.88 | 10.8707
|  | 1373 | #NAME? | 1373 | 4.3354 | 3.1338 | 5.4495 | 7.106 | 5.2356 | 3.8655 | 6.314 | 8.6945 | 5.9495 | 4.9416 | 7.8825 | 10.8735
|  | 1374 | #NAME? | 1374 | 4.3377 | 3.1347 | 5.451 | 7.108 | 5.2369 | 3.8667 | 6.3159 | 8.6969 | 5.951 | 4.9431 | 7.885 | 10.8763
|  | 1375 | #NAME? | 1375 | 4.34 | 3.1357 | 5.4525 | 7.11 | 5.2382 | 3.8678 | 6.3178 | 8.6992 | 5.9525 | 4.9447 | 7.8875 | 10.8792
|  | 1376 | #NAME? | 1376 | 4.3404 | 3.1366 | 5.454 | 7.112 | 5.2395 | 3.869 | 6.3196 | 8.7016 | 5.954 | 4.9462 | 7.89 | 10.882
|  | 1377 | #NAME? | 1377 | 4.3407 | 3.1375 | 5.4555 | 7.114 | 5.2408 | 3.8702 | 6.3214 | 8.7039 | 5.9555 | 4.9477 | 7.8925 | 10.8848
|  | 1378 | #NAME? | 1378 | 4.3411 | 3.1385 | 5.457 | 7.116 | 5.2422 | 3.8713 | 6.3233 | 8.7063 | 5.957 | 4.9493 | 7.895 | 10.8877
|  | 1379 | #NAME? | 1379 | 4.3415 | 3.1394 | 5.4585 | 7.118 | 5.2435 | 3.8725 | 6.3251 | 8.7087 | 5.9585 | 4.9508 | 7.8975 | 10.8905
|  | 1380 | #NAME? | 1380 | 4.3418 | 3.1403 | 5.46 | 7.12 | 5.2448 | 3.8737 | 6.327 | 8.711 | 5.96 | 4.9523 | 7.9 | 10.8933
|  | 1381 | #NAME? | 1381 | 4.3422 | 3.1413 | 5.4615 | 7.122 | 5.2461 | 3.8748 | 6.3289 | 8.7134 | 5.9615 | 4.9539 | 7.9025 | 10.8962
|  | 1382 | #NAME? | 1382 | 4.3425 | 3.1422 | 5.463 | 7.124 | 5.2474 | 3.876 | 6.3307 | 8.7157 | 5.963 | 4.9554 | 7.905 | 10.899
|  | 1383 | #NAME? | 1383 | 4.3429 | 3.1431 | 5.4645 | 7.126 | 5.2488 | 3.8772 | 6.3326 | 8.718 | 5.9645 | 4.9569 | 7.9075 | 10.9018
|  | 1384 | #NAME? | 1384 | 4.3433 | 3.1441 | 5.466 | 7.128 | 5.2501 | 3.8783 | 6.3344 | 8.7204 | 5.966 | 4.9585 | 7.91 | 10.9047
|  | 1385 | #NAME? | 1385 | 4.3436 | 3.145 | 5.4675 | 7.13 | 5.2514 | 3.8795 | 6.3362 | 8.7227 | 5.9675 | 4.96 | 7.9125 | 10.9075
|  | 1386 | #NAME? | 1386 | 4.344 | 3.1459 | 5.469 | 7.132 | 5.2527 | 3.8807 | 6.3381 | 8.7251 | 5.969 | 4.9615 | 7.915 | 10.9103
|  | 1387 | #NAME? | 1387 | 4.3444 | 3.1469 | 5.4705 | 7.134 | 5.254 | 3.8818 | 6.3399 | 8.7274 | 5.9705 | 4.9631 | 7.9175 | 10.9132
|  | 1388 | #NAME? | 1388 | 4.3447 | 3.1478 | 5.472 | 7.136 | 5.2554 | 3.883 | 6.3418 | 8.7298 | 5.972 | 4.9646 | 7.92 | 10.916
|  | 1389 | #NAME? | 1389 | 4.3451 | 3.1487 | 5.4735 | 7.138 | 5.2567 | 3.8842 | 6.3437 | 8.7321 | 5.9735 | 4.9661 | 7.9225 | 10.9188
|  | 1390 | #NAME? | 1390 | 4.3455 | 3.1497 | 5.475 | 7.14 | 5.258 | 3.8853 | 6.3455 | 8.7345 | 5.975 | 4.9677 | 7.925 | 10.9217
|  | 1391 | #NAME? | 1391 | 4.3458 | 3.1506 | 5.4765 | 7.142 | 5.2593 | 3.8865 | 6.3473 | 8.7368 | 5.9765 | 4.9692 | 7.9275 | 10.9245
|  | 1392 | #NAME? | 1392 | 4.3462 | 3.1515 | 5.478 | 7.144 | 5.2606 | 3.8877 | 6.3492 | 8.7392 | 5.978 | 4.9707 | 7.93 | 10.9273
|  | 1393 | #NAME? | 1393 | 4.3465 | 3.1525 | 5.4795 | 7.146 | 5.262 | 3.8888 | 6.351 | 8.7416 | 5.9795 | 4.9723 | 7.9325 | 10.9302
|  | 1394 | #NAME? | 1394 | 4.3469 | 3.1534 | 5.481 | 7.148 | 5.2633 | 3.89 | 6.3529 | 8.7439 | 5.981 | 4.9738 | 7.935 | 10.933
|  | 1395 | #NAME? | 1395 | 4.3473 | 3.1543 | 5.4825 | 7.15 | 5.2646 | 3.8912 | 6.3548 | 8.7462 | 5.9825 | 4.9753 | 7.9375 | 10.9358
|  | 1396 | #NAME? | 1396 | 4.3476 | 3.1553 | 5.484 | 7.152 | 5.2659 | 3.8923 | 6.3566 | 8.7486 | 5.984 | 4.9769 | 7.94 | 10.9387
|  | 1397 | #NAME? | 1397 | 4.348 | 3.1562 | 5.4855 | 7.154 | 5.2672 | 3.8935 | 6.3584 | 8.7509 | 5.9855 | 4.9784 | 7.9425 | 10.9415
|  | 1398 | #NAME? | 1398 | 4.3484 | 3.1571 | 5.487 | 7.156 | 5.2686 | 3.8947 | 6.3603 | 8.7533 | 5.987 | 4.9799 | 7.945 | 10.9443
|  | 1399 | #NAME? | 1399 | 4.3487 | 3.1581 | 5.4885 | 7.158 | 5.2699 | 3.8958 | 6.3621 | 8.7556 | 5.9885 | 4.9815 | 7.9475 | 10.9472
|  | 1400 | #NAME? | 1400 | 4.3491 | 3.159 | 5.49 | 7.16 | 5.2712 | 3.897 | 6.364 | 8.758 | 5.99 | 4.983 | 7.95 | 10.95
|  | 1401 | #NAME? | 1401 | 4.3495 | 3.1593 | 5.491 | 7.1612 | 5.2714 | 3.8973 | 6.3651 | 8.7592 | 5.9903 | 4.9834 | 7.9512 | 10.9512
|  | 1402 | #NAME? | 1402 | 4.3498 | 3.1595 | 5.492 | 7.1625 | 5.2716 | 3.8976 | 6.3662 | 8.7605 | 5.9905 | 4.9838 | 7.9525 | 10.9525
|  | 1403 | #NAME? | 1403 | 4.3502 | 3.1598 | 5.493 | 7.1638 | 5.2719 | 3.898 | 6.3673 | 8.7617 | 5.9908 | 4.9843 | 7.9538 | 10.9537
|  | 1404 | #NAME? | 1404 | 4.3505 | 3.1601 | 5.494 | 7.165 | 5.2721 | 3.8983 | 6.3684 | 8.763 | 5.991 | 4.9847 | 7.955 | 10.955
|  | 1405 | #NAME? | 1405 | 4.3509 | 3.1604 | 5.495 | 7.1662 | 5.2723 | 3.8986 | 6.3695 | 8.7642 | 5.9912 | 4.9851 | 7.9562 | 10.9562
|  | 1406 | #NAME? | 1406 | 4.3513 | 3.1606 | 5.496 | 7.1675 | 5.2725 | 3.8989 | 6.3706 | 8.7655 | 5.9915 | 4.9855 | 7.9575 | 10.9575
|  | 1407 | #NAME? | 1407 | 4.3516 | 3.1609 | 5.497 | 7.1688 | 5.2727 | 3.8993 | 6.3717 | 8.7668 | 5.9918 | 4.986 | 7.9588 | 10.9588
|  | 1408 | #NAME? | 1408 | 4.352 | 3.1612 | 5.498 | 7.17 | 5.273 | 3.8996 | 6.3728 | 8.768 | 5.992 | 4.9864 | 7.96 | 10.96
|  | 1409 | #NAME? | 1409 | 4.3524 | 3.1615 | 5.499 | 7.1712 | 5.2732 | 3.8999 | 6.3739 | 8.7692 | 5.9923 | 4.9868 | 7.9612 | 10.9612
|  | 1410 | #NAME? | 1410 | 4.3527 | 3.1617 | 5.5 | 7.1725 | 5.2734 | 3.9002 | 6.375 | 8.7705 | 5.9925 | 4.9872 | 7.9625 | 10.9625
|  | 1411 | #NAME? | 1411 | 4.3531 | 3.162 | 5.501 | 7.1738 | 5.2736 | 3.9006 | 6.3761 | 8.7717 | 5.9928 | 4.9877 | 7.9638 | 10.9637
|  | 1412 | #NAME? | 1412 | 4.3535 | 3.1623 | 5.502 | 7.175 | 5.2738 | 3.9009 | 6.3772 | 8.773 | 5.993 | 4.9881 | 7.965 | 10.965
|  | 1413 | #NAME? | 1413 | 4.3538 | 3.1626 | 5.503 | 7.1763 | 5.2741 | 3.9012 | 6.3783 | 8.7742 | 5.9932 | 4.9885 | 7.9663 | 10.9662
|  | 1414 | #NAME? | 1414 | 4.3542 | 3.1628 | 5.504 | 7.1775 | 5.2743 | 3.9015 | 6.3794 | 8.7755 | 5.9935 | 4.9889 | 7.9675 | 10.9675
|  | 1415 | #NAME? | 1415 | 4.3545 | 3.1631 | 5.505 | 7.1787 | 5.2745 | 3.9019 | 6.3805 | 8.7767 | 5.9938 | 4.9894 | 7.9688 | 10.9688
|  | 1416 | #NAME? | 1416 | 4.3549 | 3.1634 | 5.506 | 7.18 | 5.2747 | 3.9022 | 6.3816 | 8.778 | 5.994 | 4.9898 | 7.97 | 10.97
|  | 1417 | #NAME? | 1417 | 4.3553 | 3.1637 | 5.507 | 7.1813 | 5.2749 | 3.9025 | 6.3827 | 8.7792 | 5.9943 | 4.9902 | 7.9713 | 10.9712
|  | 1418 | #NAME? | 1418 | 4.3556 | 3.1639 | 5.508 | 7.1825 | 5.2752 | 3.9028 | 6.3838 | 8.7805 | 5.9945 | 4.9906 | 7.9725 | 10.9725
|  | 1419 | #NAME? | 1419 | 4.356 | 3.1642 | 5.509 | 7.1837 | 5.2754 | 3.9032 | 6.3849 | 8.7817 | 5.9947 | 4.9911 | 7.9737 | 10.9737
|  | 1420 | #NAME? | 1420 | 4.3564 | 3.1645 | 5.51 | 7.185 | 5.2756 | 3.9035 | 6.386 | 8.783 | 5.995 | 4.9915 | 7.975 | 10.975
|  | 1421 | #NAME? | 1421 | 4.3567 | 3.1648 | 5.511 | 7.1863 | 5.2758 | 3.9038 | 6.3871 | 8.7843 | 5.9953 | 4.9919 | 7.9763 | 10.9763
|  | 1422 | #NAME? | 1422 | 4.3571 | 3.165 | 5.512 | 7.1875 | 5.276 | 3.9042 | 6.3882 | 8.7855 | 5.9955 | 4.9924 | 7.9775 | 10.9775
|  | 1423 | #NAME? | 1423 | 4.3575 | 3.1653 | 5.513 | 7.1887 | 5.2763 | 3.9045 | 6.3893 | 8.7867 | 5.9958 | 4.9928 | 7.9787 | 10.9787
|  | 1424 | #NAME? | 1424 | 4.3578 | 3.1656 | 5.514 | 7.19 | 5.2765 | 3.9048 | 6.3904 | 8.788 | 5.996 | 4.9932 | 7.98 | 10.98
|  | 1425 | #NAME? | 1425 | 4.3582 | 3.1659 | 5.515 | 7.1913 | 5.2767 | 3.9051 | 6.3915 | 8.7892 | 5.9962 | 4.9936 | 7.9813 | 10.9812
|  | 1426 | #NAME? | 1426 | 4.3585 | 3.1662 | 5.516 | 7.1925 | 5.2769 | 3.9055 | 6.3926 | 8.7905 | 5.9965 | 4.994 | 7.9825 | 10.9825
|  | 1427 | #NAME? | 1427 | 4.3589 | 3.1664 | 5.517 | 7.1937 | 5.2771 | 3.9058 | 6.3937 | 8.7918 | 5.9968 | 4.9945 | 7.9837 | 10.9838
|  | 1428 | #NAME? | 1428 | 4.3593 | 3.1667 | 5.518 | 7.195 | 5.2774 | 3.9061 | 6.3948 | 8.793 | 5.997 | 4.9949 | 7.985 | 10.985
|  | 1429 | #NAME? | 1429 | 4.3596 | 3.167 | 5.519 | 7.1963 | 5.2776 | 3.9064 | 6.3959 | 8.7942 | 5.9973 | 4.9953 | 7.9863 | 10.9863
|  | 1430 | #NAME? | 1430 | 4.36 | 3.1673 | 5.52 | 7.1975 | 5.2778 | 3.9068 | 6.397 | 8.7955 | 5.9975 | 4.9958 | 7.9875 | 10.9875
|  | 1431 | #NAME? | 1431 | 4.3603 | 3.1675 | 5.521 | 7.1988 | 5.278 | 3.9071 | 6.3981 | 8.7967 | 5.9977 | 4.9962 | 7.9888 | 10.9887
|  | 1432 | #NAME? | 1432 | 4.3606 | 3.1678 | 5.522 | 7.2 | 5.2782 | 3.9074 | 6.3992 | 8.798 | 5.998 | 4.9966 | 7.99 | 10.99
|  | 1433 | #NAME? | 1433 | 4.3609 | 3.1681 | 5.523 | 7.2012 | 5.2785 | 3.9077 | 6.4003 | 8.7992 | 5.9982 | 4.997 | 7.9912 | 10.9912
|  | 1434 | #NAME? | 1434 | 4.3611 | 3.1683 | 5.524 | 7.2025 | 5.2787 | 3.9081 | 6.4014 | 8.8005 | 5.9985 | 4.9974 | 7.9925 | 10.9925
|  | 1435 | #NAME? | 1435 | 4.3614 | 3.1686 | 5.525 | 7.2038 | 5.2789 | 3.9084 | 6.4025 | 8.8018 | 5.9988 | 4.9979 | 7.9938 | 10.9938
|  | 1436 | #NAME? | 1436 | 4.3617 | 3.1689 | 5.526 | 7.205 | 5.2791 | 3.9087 | 6.4036 | 8.803 | 5.999 | 4.9983 | 7.995 | 10.995
|  | 1437 | #NAME? | 1437 | 4.362 | 3.1692 | 5.527 | 7.2062 | 5.2793 | 3.909 | 6.4047 | 8.8042 | 5.9992 | 4.9987 | 7.9962 | 10.9962
|  | 1438 | #NAME? | 1438 | 4.3623 | 3.1694 | 5.528 | 7.2075 | 5.2796 | 3.9094 | 6.4058 | 8.8055 | 5.9995 | 4.9992 | 7.9975 | 10.9975
|  | 1439 | #NAME? | 1439 | 4.3626 | 3.1697 | 5.529 | 7.2088 | 5.2798 | 3.9097 | 6.4069 | 8.8067 | 5.9997 | 4.9996 | 7.9988 | 10.9987
|  | 1440 | #NAME? | 1440 | 4.3629 | 3.17 | 5.53 | 7.21 | 5.28 | 3.91 | 6.408 | 8.808 | 6 | 5 | 8 | 11
|  | 1441 | #NAME? | 1441 | 4.3631 | 3.17 | 5.53 | 7.21 | 5.28 | 3.91 | 6.408 | 8.808 | 6 | 5 | 8 | 11
|  | 1442 | #NAME? | 1442 | 4.3634 | 3.17 | 5.53 | 7.21 | 5.28 | 3.91 | 6.408 | 8.808 | 6 | 5 | 8 | 11
|  | 1443 | #NAME? | 1443 | 4.3637 | 3.17 | 5.53 | 7.21 | 5.28 | 3.91 | 6.408 | 8.808 | 6 | 5 | 8 | 11
|  | 1444 | #NAME? | 1444 | 4.364 | 3.17 | 5.53 | 7.21 | 5.28 | 3.91 | 6.408 | 8.808 | 6 | 5 | 8 | 11
|  | 1445 | #NAME? | 1445 | 4.3643 | 3.17 | 5.53 | 7.21 | 5.28 | 3.91 | 6.408 | 8.808 | 6 | 5 | 8 | 11
|  | 1446 | #NAME? | 1446 | 4.3646 | 3.17 | 5.53 | 7.21 | 5.28 | 3.91 | 6.408 | 8.808 | 6 | 5 | 8 | 11
|  | 1447 | #NAME? | 1447 | 4.3649 | 3.17 | 5.53 | 7.21 | 5.28 | 3.91 | 6.408 | 8.808 | 6 | 5 | 8 | 11
|  | 1448 | #NAME? | 1448 | 4.3651 | 3.17 | 5.53 | 7.21 | 5.28 | 3.91 | 6.408 | 8.808 | 6 | 5 | 8 | 11
|  | 1449 | #NAME? | 1449 | 4.3654 | 3.17 | 5.53 | 7.21 | 5.28 | 3.91 | 6.408 | 8.808 | 6 | 5 | 8 | 11
|  | 1450 | #NAME? | 1450 | 4.3657 | 3.17 | 5.53 | 7.21 | 5.28 | 3.91 | 6.408 | 8.808 | 6 | 5 | 8 | 11
|  | 1451 | #NAME? | 1451 | 4.366 | 3.17 | 5.53 | 7.21 | 5.28 | 3.91 | 6.408 | 8.808 | 6 | 5 | 8 | 11
|  | 1452 | #NAME? | 1452 | 4.3663 | 3.17 | 5.53 | 7.21 | 5.28 | 3.91 | 6.408 | 8.808 | 6 | 5 | 8 | 11
|  | 1453 | #NAME? | 1453 | 4.3666 | 3.17 | 5.53 | 7.21 | 5.28 | 3.91 | 6.408 | 8.808 | 6 | 5 | 8 | 11
|  | 1454 | #NAME? | 1454 | 4.3669 | 3.17 | 5.53 | 7.21 | 5.28 | 3.91 | 6.408 | 8.808 | 6 | 5 | 8 | 11
|  | 1455 | #NAME? | 1455 | 4.3671 | 3.17 | 5.53 | 7.21 | 5.28 | 3.91 | 6.408 | 8.808 | 6 | 5 | 8 | 11
|  | 1456 | #NAME? | 1456 | 4.3674 | 3.17 | 5.53 | 7.21 | 5.28 | 3.91 | 6.408 | 8.808 | 6 | 5 | 8 | 11
|  | 1457 | #NAME? | 1457 | 4.3677 | 3.17 | 5.53 | 7.21 | 5.28 | 3.91 | 6.408 | 8.808 | 6 | 5 | 8 | 11
|  | 1458 | #NAME? | 1458 | 4.368 | 3.17 | 5.53 | 7.21 | 5.28 | 3.91 | 6.408 | 8.808 | 6 | 5 | 8 | 11
|  | 1459 | #NAME? | 1459 | 4.3683 | 3.17 | 5.53 | 7.21 | 5.28 | 3.91 | 6.408 | 8.808 | 6 | 5 | 8 | 11
|  | 1460 | #NAME? | 1460 | 4.3686 | 3.17 | 5.53 | 7.21 | 5.28 | 3.91 | 6.408 | 8.808 | 6 | 5 | 8 | 11
|  | 1461 | #NAME? | 1461 | 4.3689 | 3.17 | 5.53 | 7.21 | 5.28 | 3.91 | 6.408 | 8.808 | 6 | 5 | 8 | 11
|  | 1462 | #NAME? | 1462 | 4.3691 | 3.17 | 5.53 | 7.21 | 5.28 | 3.91 | 6.408 | 8.808 | 6 | 5 | 8 | 11
|  | 1463 | #NAME? | 1463 | 4.3694 | 3.17 | 5.53 | 7.21 | 5.28 | 3.91 | 6.408 | 8.808 | 6 | 5 | 8 | 11
|  | 1464 | #NAME? | 1464 | 4.3697 | 3.17 | 5.53 | 7.21 | 5.28 | 3.91 | 6.408 | 8.808 | 6 | 5 | 8 | 11
|  | 1465 | #NAME? | 1465 | 4.37 | 3.17 | 5.53 | 7.21 | 5.28 | 3.91 | 6.408 | 8.808 | 6 | 5 | 8 | 11
|  | 1466 | #NAME? | 1466 | 4.3703 | 3.17 | 5.53 | 7.21 | 5.28 | 3.91 | 6.408 | 8.808 | 6 | 5 | 8 | 11
|  | 1467 | #NAME? | 1467 | 4.3706 | 3.17 | 5.53 | 7.21 | 5.28 | 3.91 | 6.408 | 8.808 | 6 | 5 | 8 | 11
|  | 1468 | #NAME? | 1468 | 4.3709 | 3.17 | 5.53 | 7.21 | 5.28 | 3.91 | 6.408 | 8.808 | 6 | 5 | 8 | 11
|  | 1469 | #NAME? | 1469 | 4.3711 | 3.17 | 5.53 | 7.21 | 5.28 | 3.91 | 6.408 | 8.808 | 6 | 5 | 8 | 11
|  | 1470 | #NAME? | 1470 | 4.3714 | 3.17 | 5.53 | 7.21 | 5.28 | 3.91 | 6.408 | 8.808 | 6 | 5 | 8 | 11
|  | 1471 | #NAME? | 1471 | 4.3717 | 3.17 | 5.53 | 7.21 | 5.28 | 3.91 | 6.408 | 8.808 | 6 | 5 | 8 | 11
|  | 1472 | #NAME? | 1472 | 4.372 | 3.17 | 5.53 | 7.21 | 5.28 | 3.91 | 6.408 | 8.808 | 6 | 5 | 8 | 11
|  | 1473 | #NAME? | 1473 | 4.3723 | 3.17 | 5.53 | 7.21 | 5.28 | 3.91 | 6.408 | 8.808 | 6 | 5 | 8 | 11
|  | 1474 | #NAME? | 1474 | 4.3726 | 3.17 | 5.53 | 7.21 | 5.28 | 3.91 | 6.408 | 8.808 | 6 | 5 | 8 | 11
|  | 1475 | #NAME? | 1475 | 4.3729 | 3.17 | 5.53 | 7.21 | 5.28 | 3.91 | 6.408 | 8.808 | 6 | 5 | 8 | 11
|  | 1476 | #NAME? | 1476 | 4.3731 | 3.17 | 5.53 | 7.21 | 5.28 | 3.91 | 6.408 | 8.808 | 6 | 5 | 8 | 11
|  | 1477 | #NAME? | 1477 | 4.3734 | 3.17 | 5.53 | 7.21 | 5.28 | 3.91 | 6.408 | 8.808 | 6 | 5 | 8 | 11
|  | 1478 | #NAME? | 1478 | 4.3737 | 3.17 | 5.53 | 7.21 | 5.28 | 3.91 | 6.408 | 8.808 | 6 | 5 | 8 | 11
|  | 1479 | #NAME? | 1479 | 4.374 | 3.17 | 5.53 | 7.21 | 5.28 | 3.91 | 6.408 | 8.808 | 6 | 5 | 8 | 11
|  | 1480 | #NAME? | 1480 | 4.3743 | 3.17 | 5.53 | 7.21 | 5.28 | 3.91 | 6.408 | 8.808 | 6 | 5 | 8 | 11
|  | 1481 | #NAME? | 1481 | 4.3746 | 3.17 | 5.53 | 7.21 | 5.28 | 3.91 | 6.408 | 8.808 | 6 | 5 | 8 | 11
|  | 1482 | #NAME? | 1482 | 4.3749 | 3.17 | 5.53 | 7.21 | 5.28 | 3.91 | 6.408 | 8.808 | 6 | 5 | 8 | 11
|  | 1483 | #NAME? | 1483 | 4.3751 | 3.17 | 5.53 | 7.21 | 5.28 | 3.91 | 6.408 | 8.808 | 6 | 5 | 8 | 11
|  | 1484 | #NAME? | 1484 | 4.3754 | 3.17 | 5.53 | 7.21 | 5.28 | 3.91 | 6.408 | 8.808 | 6 | 5 | 8 | 11
|  | 1485 | #NAME? | 1485 | 4.3757 | 3.17 | 5.53 | 7.21 | 5.28 | 3.91 | 6.408 | 8.808 | 6 | 5 | 8 | 11
|  | 1486 | #NAME? | 1486 | 4.376 | 3.17 | 5.53 | 7.21 | 5.28 | 3.91 | 6.408 | 8.808 | 6 | 5 | 8 | 11
|  | 1487 | #NAME? | 1487 | 4.3763 | 3.17 | 5.53 | 7.21 | 5.28 | 3.91 | 6.408 | 8.808 | 6 | 5 | 8 | 11
|  | 1488 | #NAME? | 1488 | 4.3766 | 3.17 | 5.53 | 7.21 | 5.28 | 3.91 | 6.408 | 8.808 | 6 | 5 | 8 | 11
|  | 1489 | #NAME? | 1489 | 4.3769 | 3.17 | 5.53 | 7.21 | 5.28 | 3.91 | 6.408 | 8.808 | 6 | 5 | 8 | 11
|  | 1490 | #NAME? | 1490 | 4.3771 | 3.17 | 5.53 | 7.21 | 5.28 | 3.91 | 6.408 | 8.808 | 6 | 5 | 8 | 11
|  | 1491 | #NAME? | 1491 | 4.3774 | 3.17 | 5.53 | 7.21 | 5.28 | 3.91 | 6.408 | 8.808 | 6 | 5 | 8 | 11
|  | 1492 | #NAME? | 1492 | 4.3777 | 3.17 | 5.53 | 7.21 | 5.28 | 3.91 | 6.408 | 8.808 | 6 | 5 | 8 | 11
|  | 1493 | #NAME? | 1493 | 4.378 | 3.17 | 5.53 | 7.21 | 5.28 | 3.91 | 6.408 | 8.808 | 6 | 5 | 8 | 11
|  | 1494 | #NAME? | 1494 | 4.3783 | 3.17 | 5.53 | 7.21 | 5.28 | 3.91 | 6.408 | 8.808 | 6 | 5 | 8 | 11
|  | 1495 | #NAME? | 1495 | 4.3786 | 3.17 | 5.53 | 7.21 | 5.28 | 3.91 | 6.408 | 8.808 | 6 | 5 | 8 | 11
|  | 1496 | #NAME? | 1496 | 4.3789 | 3.17 | 5.53 | 7.21 | 5.28 | 3.91 | 6.408 | 8.808 | 6 | 5 | 8 | 11
|  | 1497 | #NAME? | 1497 | 4.3791 | 3.17 | 5.53 | 7.21 | 5.28 | 3.91 | 6.408 | 8.808 | 6 | 5 | 8 | 11
|  | 1498 | #NAME? | 1498 | 4.3794 | 3.17 | 5.53 | 7.21 | 5.28 | 3.91 | 6.408 | 8.808 | 6 | 5 | 8 | 11
|  | 1499 | #NAME? | 1499 | 4.3797 | 3.17 | 5.53 | 7.21 | 5.28 | 3.91 | 6.408 | 8.808 | 6 | 5 | 8 | 11
|  | 1500 | #NAME? | 1500 | 4.38 | 3.17 | 5.53 | 7.21 | 5.28 | 3.91 | 6.408 | 8.808 | 6 | 5 | 8 | 11

## MassCurves200pt (hidden)
Conversion of Calculated Mass Curve points to VCRAIN.DAT points using linear interpolation
Time | Rain | Time | Rain (in.) | Time min | J'100 | J100 | K100 | L100
0 | 0 | 0 | #NAME? | 0 | 0 | 0 | 0 | 0
100 | 0.72 | 1 | #NAME? | 1 | 0.002 | 0.0034814 | 0.0045 | 0.0072
200 | 1.5 | 2 | #NAME? | 2 | 0.004 | 0.0069627 | 0.009 | 0.0144
300 | 2.3 | 3 | #NAME? | 3 | 0.006 | 0.010444 | 0.0135 | 0.0216
400 | 3.12 | 4 | #NAME? | 4 | 0.008 | 0.013925 | 0.018 | 0.0288
500 | 3.96 | 5 | #NAME? | 5 | 0.01 | 0.017407 | 0.0225 | 0.036
600 | 4.82 | 6 | #NAME? | 6 | 0.012 | 0.020888 | 0.027 | 0.0432
700 | 5.75 | 7 | #NAME? | 7 | 0.014 | 0.024369 | 0.0315 | 0.0504
800 | 6.71 | 8 | #NAME? | 8 | 0.016 | 0.027851 | 0.036 | 0.0576
900 | 7.8 | 9 | #NAME? | 9 | 0.018 | 0.031332 | 0.0405 | 0.0648
1000 | 9.07 | 10 | #NAME? | 10 | 0.02 | 0.034814 | 0.045 | 0.072
1050 | 9.78 | 11 | #NAME? | 11 | 0.022 | 0.038295 | 0.0495 | 0.0792
1100 | 10.55 | 12 | #NAME? | 12 | 0.024 | 0.041776 | 0.054 | 0.0864
1110 | 10.72 | 13 | #NAME? | 13 | 0.026 | 0.045258 | 0.0585 | 0.0936
1120 | 10.891 | 14 | #NAME? | 14 | 0.028 | 0.048739 | 0.063 | 0.1008
1130 | 11.093 | 15 | #NAME? | 15 | 0.03 | 0.05222 | 0.0675 | 0.108
1131 | 11.113 | 16 | #NAME? | 16 | 0.032 | 0.055702 | 0.072 | 0.1152
1132 | 11.133 | 17 | #NAME? | 17 | 0.034 | 0.059183 | 0.0765 | 0.1224
1133 | 11.158 | 18 | #NAME? | 18 | 0.036 | 0.062664 | 0.081 | 0.1296
1134 | 11.182 | 19 | #NAME? | 19 | 0.038 | 0.066146 | 0.0855 | 0.1368
1135 | 11.207 | 20 | #NAME? | 20 | 0.04 | 0.069627 | 0.09 | 0.144
1136 | 11.232 | 21 | #NAME? | 21 | 0.042 | 0.073108 | 0.0945 | 0.1512
1137 | 11.256 | 22 | #NAME? | 22 | 0.044 | 0.07659 | 0.099 | 0.1584
1138 | 11.279 | 23 | #NAME? | 23 | 0.046 | 0.080071 | 0.1035 | 0.1656
1139 | 11.302 | 24 | #NAME? | 24 | 0.048 | 0.083552 | 0.108 | 0.1728
1140 | 11.326 | 25 | #NAME? | 25 | 0.05 | 0.087034 | 0.1125 | 0.18
1141 | 11.359 | 26 | #NAME? | 26 | 0.052 | 0.090515 | 0.117 | 0.1872
1142 | 11.392 | 27 | #NAME? | 27 | 0.054 | 0.093997 | 0.1215 | 0.1944
1143 | 11.424 | 28 | #NAME? | 28 | 0.056 | 0.097478 | 0.126 | 0.2016
1144 | 11.457 | 29 | #NAME? | 29 | 0.058 | 0.10096 | 0.1305 | 0.2088
1145 | 11.491 | 30 | #NAME? | 30 | 0.06 | 0.10444 | 0.135 | 0.216
1146 | 11.525 | 31 | #NAME? | 31 | 0.062 | 0.10792 | 0.1395 | 0.2232
1147 | 11.559 | 32 | #NAME? | 32 | 0.064 | 0.1114 | 0.144 | 0.2304
1148 | 11.593 | 33 | #NAME? | 33 | 0.066 | 0.11488 | 0.1485 | 0.2376
1149 | 11.695 | 34 | #NAME? | 34 | 0.068 | 0.11837 | 0.153 | 0.2448
1150 | 11.796 | 35 | #NAME? | 35 | 0.07 | 0.12185 | 0.1575 | 0.252
1151 | 11.898 | 36 | #NAME? | 36 | 0.072 | 0.12533 | 0.162 | 0.2592
1152 | 12 | 37 | #NAME? | 37 | 0.074 | 0.12881 | 0.1665 | 0.2664
1153 | 12.102 | 38 | #NAME? | 38 | 0.076 | 0.13229 | 0.171 | 0.2736
1154 | 12.136 | 39 | #NAME? | 39 | 0.078 | 0.13577 | 0.1755 | 0.2808
1155 | 12.168 | 40 | #NAME? | 40 | 0.08 | 0.13925 | 0.18 | 0.288
1156 | 12.192 | 41 | #NAME? | 41 | 0.082 | 0.14274 | 0.1845 | 0.2952
1157 | 12.217 | 42 | #NAME? | 42 | 0.084 | 0.14622 | 0.189 | 0.3024
1158 | 12.241 | 43 | #NAME? | 43 | 0.086 | 0.1497 | 0.1935 | 0.3096
1159 | 12.26 | 44 | #NAME? | 44 | 0.088 | 0.15318 | 0.198 | 0.3168
1160 | 12.277 | 45 | #NAME? | 45 | 0.09 | 0.15666 | 0.2025 | 0.324
1161 | 12.296 | 46 | #NAME? | 46 | 0.092 | 0.16014 | 0.207 | 0.3312
1162 | 12.313 | 47 | #NAME? | 47 | 0.094 | 0.16362 | 0.2115 | 0.3384
1163 | 12.33 | 48 | #NAME? | 48 | 0.096 | 0.1671 | 0.216 | 0.3456
1164 | 12.348 | 49 | #NAME? | 49 | 0.098 | 0.17059 | 0.2205 | 0.3528
1165 | 12.364 | 50 | #NAME? | 50 | 0.1 | 0.17407 | 0.225 | 0.36
1166 | 12.38 | 51 | #NAME? | 51 | 0.102 | 0.17755 | 0.2295 | 0.3672
1167 | 12.396 | 52 | #NAME? | 52 | 0.104 | 0.18103 | 0.234 | 0.3744
1168 | 12.413 | 53 | #NAME? | 53 | 0.106 | 0.18451 | 0.2385 | 0.3816
1169 | 12.428 | 54 | #NAME? | 54 | 0.108 | 0.18799 | 0.243 | 0.3888
1170 | 12.444 | 55 | #NAME? | 55 | 0.11 | 0.19147 | 0.2475 | 0.396
1171 | 12.46 | 56 | #NAME? | 56 | 0.112 | 0.19496 | 0.252 | 0.4032
1172 | 12.477 | 57 | #NAME? | 57 | 0.114 | 0.19844 | 0.2565 | 0.4104
1173 | 12.492 | 58 | #NAME? | 58 | 0.116 | 0.20192 | 0.261 | 0.4176
1174 | 12.506 | 59 | #NAME? | 59 | 0.118 | 0.2054 | 0.2655 | 0.4248
1175 | 12.521 | 60 | #NAME? | 60 | 0.12 | 0.20888 | 0.27 | 0.432
1176 | 12.536 | 61 | #NAME? | 61 | 0.122 | 0.21236 | 0.2745 | 0.4392
1177 | 12.55 | 62 | #NAME? | 62 | 0.124 | 0.21584 | 0.279 | 0.4464
1178 | 12.563 | 63 | #NAME? | 63 | 0.126 | 0.21933 | 0.2835 | 0.4536
1179 | 12.576 | 64 | #NAME? | 64 | 0.128 | 0.22281 | 0.288 | 0.4608
1180 | 12.588 | 65 | #NAME? | 65 | 0.13 | 0.22629 | 0.2925 | 0.468
1181 | 12.602 | 66 | #NAME? | 66 | 0.132 | 0.22977 | 0.297 | 0.4752
1182 | 12.616 | 67 | #NAME? | 67 | 0.134 | 0.23325 | 0.3015 | 0.4824
1183 | 12.631 | 68 | #NAME? | 68 | 0.136 | 0.23673 | 0.306 | 0.4896
1184 | 12.645 | 69 | #NAME? | 69 | 0.138 | 0.24021 | 0.3105 | 0.4968
1185 | 12.659 | 70 | #NAME? | 70 | 0.14 | 0.24369 | 0.315 | 0.504
1186 | 12.674 | 71 | #NAME? | 71 | 0.142 | 0.24718 | 0.3195 | 0.5112
1187 | 12.688 | 72 | #NAME? | 72 | 0.144 | 0.25066 | 0.324 | 0.5184
1188 | 12.702 | 73 | #NAME? | 73 | 0.146 | 0.25414 | 0.3285 | 0.5256
1189 | 12.721 | 74 | #NAME? | 74 | 0.148 | 0.25762 | 0.333 | 0.5328
1190 | 12.74 | 75 | #NAME? | 75 | 0.15 | 0.2611 | 0.3375 | 0.54
1191 | 12.753 | 76 | #NAME? | 76 | 0.152 | 0.26458 | 0.342 | 0.5472
1192 | 12.766 | 77 | #NAME? | 77 | 0.154 | 0.26806 | 0.3465 | 0.5544
1193 | 12.78 | 78 | #NAME? | 78 | 0.156 | 0.27155 | 0.351 | 0.5616
1194 | 12.793 | 79 | #NAME? | 79 | 0.158 | 0.27503 | 0.3555 | 0.5688
1195 | 12.806 | 80 | #NAME? | 80 | 0.16 | 0.27851 | 0.36 | 0.576
1196 | 12.819 | 81 | #NAME? | 81 | 0.162 | 0.28199 | 0.3645 | 0.5832
1197 | 12.832 | 82 | #NAME? | 82 | 0.164 | 0.28547 | 0.369 | 0.5904
1198 | 12.846 | 83 | #NAME? | 83 | 0.166 | 0.28895 | 0.3735 | 0.5976
1199 | 12.859 | 84 | #NAME? | 84 | 0.168 | 0.29243 | 0.378 | 0.6048
1200 | 12.872 | 85 | #NAME? | 85 | 0.17 | 0.29592 | 0.3825 | 0.612
1201 | 12.885 | 86 | #NAME? | 86 | 0.172 | 0.2994 | 0.387 | 0.6192
1202 | 12.898 | 87 | #NAME? | 87 | 0.174 | 0.30288 | 0.3915 | 0.6264
1203 | 12.91 | 88 | #NAME? | 88 | 0.176 | 0.30636 | 0.396 | 0.6336
1204 | 12.923 | 89 | #NAME? | 89 | 0.178 | 0.30984 | 0.4005 | 0.6408
1205 | 12.936 | 90 | #NAME? | 90 | 0.18 | 0.31332 | 0.405 | 0.648
1206 | 12.949 | 91 | #NAME? | 91 | 0.182 | 0.3168 | 0.4095 | 0.6552
1207 | 12.962 | 92 | #NAME? | 92 | 0.184 | 0.32028 | 0.414 | 0.6624
1208 | 12.974 | 93 | #NAME? | 93 | 0.186 | 0.32377 | 0.4185 | 0.6696
1209 | 12.987 | 94 | #NAME? | 94 | 0.188 | 0.32725 | 0.423 | 0.6768
1210 | 13 | 95 | #NAME? | 95 | 0.19 | 0.33073 | 0.4275 | 0.684
1211 | 13.012 | 96 | #NAME? | 96 | 0.192 | 0.33421 | 0.432 | 0.6912
1212 | 13.025 | 97 | #NAME? | 97 | 0.194 | 0.33769 | 0.4365 | 0.6984
1213 | 13.038 | 98 | #NAME? | 98 | 0.196 | 0.34117 | 0.441 | 0.7056
1214 | 13.05 | 99 | #NAME? | 99 | 0.198 | 0.34465 | 0.4455 | 0.7128
1215 | 13.062 | 100 | #NAME? | 100 | 0.2 | 0.34814 | 0.45 | 0.72
1216 | 13.075 | 101 | #NAME? | 101 | 0.202 | 0.35173 | 0.4549 | 0.7278
1217 | 13.088 | 102 | #NAME? | 102 | 0.204 | 0.35533 | 0.4598 | 0.7356
1218 | 13.1 | 103 | #NAME? | 103 | 0.206 | 0.35893 | 0.4647 | 0.7434
1219 | 13.112 | 104 | #NAME? | 104 | 0.208 | 0.36253 | 0.4696 | 0.7512
1220 | 13.125 | 105 | #NAME? | 105 | 0.21 | 0.36612 | 0.4745 | 0.759
1221 | 13.138 | 106 | #NAME? | 106 | 0.212 | 0.36972 | 0.4794 | 0.7668
1222 | 13.15 | 107 | #NAME? | 107 | 0.214 | 0.37332 | 0.4843 | 0.7746
1223 | 13.162 | 108 | #NAME? | 108 | 0.216 | 0.37692 | 0.4892 | 0.7824
1224 | 13.175 | 109 | #NAME? | 109 | 0.218 | 0.38052 | 0.4941 | 0.7902
1225 | 13.188 | 110 | #NAME? | 110 | 0.22 | 0.38411 | 0.499 | 0.798
1226 | 13.2 | 111 | #NAME? | 111 | 0.222 | 0.38771 | 0.5039 | 0.8058
1227 | 13.212 | 112 | #NAME? | 112 | 0.224 | 0.39131 | 0.5088 | 0.8136
1228 | 13.225 | 113 | #NAME? | 113 | 0.226 | 0.39491 | 0.5137 | 0.8214
1229 | 13.238 | 114 | #NAME? | 114 | 0.228 | 0.39851 | 0.5186 | 0.8292
1230 | 13.25 | 115 | #NAME? | 115 | 0.23 | 0.4021 | 0.5235 | 0.837
1231 | 13.262 | 116 | #NAME? | 116 | 0.232 | 0.4057 | 0.5284 | 0.8448
1232 | 13.273 | 117 | #NAME? | 117 | 0.234 | 0.4093 | 0.5333 | 0.8526
1233 | 13.285 | 118 | #NAME? | 118 | 0.236 | 0.4129 | 0.5382 | 0.8604
1234 | 13.297 | 119 | #NAME? | 119 | 0.238 | 0.4165 | 0.5431 | 0.8682
1235 | 13.308 | 120 | #NAME? | 120 | 0.24 | 0.42009 | 0.548 | 0.876
1236 | 13.32 | 121 | #NAME? | 121 | 0.242 | 0.42369 | 0.5529 | 0.8838
1237 | 13.332 | 122 | #NAME? | 122 | 0.244 | 0.42729 | 0.5578 | 0.8916
1238 | 13.343 | 123 | #NAME? | 123 | 0.246 | 0.43089 | 0.5627 | 0.8994
1239 | 13.355 | 124 | #NAME? | 124 | 0.248 | 0.43449 | 0.5676 | 0.9072
1240 | 13.367 | 125 | #NAME? | 125 | 0.25 | 0.43808 | 0.5725 | 0.915
1241 | 13.378 | 126 | #NAME? | 126 | 0.252 | 0.44168 | 0.5774 | 0.9228
1242 | 13.39 | 127 | #NAME? | 127 | 0.254 | 0.44528 | 0.5823 | 0.9306
1243 | 13.402 | 128 | #NAME? | 128 | 0.256 | 0.44888 | 0.5872 | 0.9384
1244 | 13.413 | 129 | #NAME? | 129 | 0.258 | 0.45247 | 0.5921 | 0.9462
1245 | 13.425 | 130 | #NAME? | 130 | 0.26 | 0.45607 | 0.597 | 0.954
1246 | 13.437 | 131 | #NAME? | 131 | 0.262 | 0.45967 | 0.6019 | 0.9618
1247 | 13.448 | 132 | #NAME? | 132 | 0.264 | 0.46327 | 0.6068 | 0.9696
1248 | 13.46 | 133 | #NAME? | 133 | 0.266 | 0.46687 | 0.6117 | 0.9774
1249 | 13.472 | 134 | #NAME? | 134 | 0.268 | 0.47046 | 0.6166 | 0.9852
1250 | 13.483 | 135 | #NAME? | 135 | 0.27 | 0.47406 | 0.6215 | 0.993
1251 | 13.495 | 136 | #NAME? | 136 | 0.272 | 0.47766 | 0.6264 | 1.0008
1252 | 13.507 | 137 | #NAME? | 137 | 0.274 | 0.48126 | 0.6313 | 1.0086
1253 | 13.518 | 138 | #NAME? | 138 | 0.276 | 0.48486 | 0.6362 | 1.0164
1254 | 13.53 | 139 | #NAME? | 139 | 0.278 | 0.48845 | 0.6411 | 1.0242
1255 | 13.542 | 140 | #NAME? | 140 | 0.28 | 0.49205 | 0.646 | 1.032
1256 | 13.553 | 141 | #NAME? | 141 | 0.282 | 0.49565 | 0.6509 | 1.0398
1257 | 13.565 | 142 | #NAME? | 142 | 0.284 | 0.49925 | 0.6558 | 1.0476
1258 | 13.577 | 143 | #NAME? | 143 | 0.286 | 0.50285 | 0.6607 | 1.0554
1259 | 13.588 | 144 | #NAME? | 144 | 0.288 | 0.50644 | 0.6656 | 1.0632
1260 | 13.6 | 145 | #NAME? | 145 | 0.29 | 0.51004 | 0.6705 | 1.071
1261 | 13.61 | 146 | #NAME? | 146 | 0.292 | 0.51364 | 0.6754 | 1.0788
1262 | 13.621 | 147 | #NAME? | 147 | 0.294 | 0.51724 | 0.6803 | 1.0866
1263 | 13.632 | 148 | #NAME? | 148 | 0.296 | 0.52084 | 0.6852 | 1.0944
1264 | 13.642 | 149 | #NAME? | 149 | 0.298 | 0.52443 | 0.6901 | 1.1022
1265 | 13.652 | 150 | #NAME? | 150 | 0.3 | 0.52803 | 0.695 | 1.11
1266 | 13.663 | 151 | #NAME? | 151 | 0.302 | 0.53163 | 0.6999 | 1.1178
1267 | 13.674 | 152 | #NAME? | 152 | 0.304 | 0.53523 | 0.7048 | 1.1256
1268 | 13.684 | 153 | #NAME? | 153 | 0.306 | 0.53883 | 0.7097 | 1.1334
1269 | 13.694 | 154 | #NAME? | 154 | 0.308 | 0.54242 | 0.7146 | 1.1412
1270 | 13.705 | 155 | #NAME? | 155 | 0.31 | 0.54602 | 0.7195 | 1.149
1271 | 13.716 | 156 | #NAME? | 156 | 0.312 | 0.54962 | 0.7244 | 1.1568
1272 | 13.726 | 157 | #NAME? | 157 | 0.314 | 0.55322 | 0.7293 | 1.1646
1273 | 13.736 | 158 | #NAME? | 158 | 0.316 | 0.55681 | 0.7342 | 1.1724
1274 | 13.747 | 159 | #NAME? | 159 | 0.318 | 0.56041 | 0.7391 | 1.1802
1275 | 13.758 | 160 | #NAME? | 160 | 0.32 | 0.56401 | 0.744 | 1.188
1276 | 13.768 | 161 | #NAME? | 161 | 0.322 | 0.56761 | 0.7489 | 1.1958
1277 | 13.778 | 162 | #NAME? | 162 | 0.324 | 0.57121 | 0.7538 | 1.2036
1278 | 13.789 | 163 | #NAME? | 163 | 0.326 | 0.5748 | 0.7587 | 1.2114
1279 | 13.8 | 164 | #NAME? | 164 | 0.328 | 0.5784 | 0.7636 | 1.2192
1280 | 13.81 | 165 | #NAME? | 165 | 0.33 | 0.582 | 0.7685 | 1.227
1281 | 13.82 | 166 | #NAME? | 166 | 0.332 | 0.5856 | 0.7734 | 1.2348
1282 | 13.831 | 167 | #NAME? | 167 | 0.334 | 0.5892 | 0.7783 | 1.2426
1283 | 13.842 | 168 | #NAME? | 168 | 0.336 | 0.59279 | 0.7832 | 1.2504
1284 | 13.852 | 169 | #NAME? | 169 | 0.338 | 0.59639 | 0.7881 | 1.2582
1285 | 13.862 | 170 | #NAME? | 170 | 0.34 | 0.59999 | 0.793 | 1.266
1286 | 13.873 | 171 | #NAME? | 171 | 0.342 | 0.60359 | 0.7979 | 1.2738
1287 | 13.884 | 172 | #NAME? | 172 | 0.344 | 0.60719 | 0.8028 | 1.2816
1288 | 13.894 | 173 | #NAME? | 173 | 0.346 | 0.61078 | 0.8077 | 1.2894
1289 | 13.904 | 174 | #NAME? | 174 | 0.348 | 0.61438 | 0.8126 | 1.2972
1290 | 13.915 | 175 | #NAME? | 175 | 0.35 | 0.61798 | 0.8175 | 1.305
1291 | 13.926 | 176 | #NAME? | 176 | 0.352 | 0.62158 | 0.8224 | 1.3128
1292 | 13.936 | 177 | #NAME? | 177 | 0.354 | 0.62518 | 0.8273 | 1.3206
1293 | 13.946 | 178 | #NAME? | 178 | 0.356 | 0.62877 | 0.8322 | 1.3284
1294 | 13.957 | 179 | #NAME? | 179 | 0.358 | 0.63237 | 0.8371 | 1.3362
1295 | 13.968 | 180 | #NAME? | 180 | 0.36 | 0.63597 | 0.842 | 1.344
1296 | 13.978 | 181 | #NAME? | 181 | 0.362 | 0.63957 | 0.8469 | 1.3518
1297 | 13.988 | 182 | #NAME? | 182 | 0.364 | 0.64316 | 0.8518 | 1.3596
1298 | 13.999 | 183 | #NAME? | 183 | 0.366 | 0.64676 | 0.8567 | 1.3674
1299 | 14.01 | 184 | #NAME? | 184 | 0.368 | 0.65036 | 0.8616 | 1.3752
1300 | 14.02 | 185 | #NAME? | 185 | 0.37 | 0.65396 | 0.8665 | 1.383
1310 | 14.11 | 186 | #NAME? | 186 | 0.372 | 0.65756 | 0.8714 | 1.3908
1320 | 14.2 | 187 | #NAME? | 187 | 0.374 | 0.66115 | 0.8763 | 1.3986
1330 | 14.29 | 188 | #NAME? | 188 | 0.376 | 0.66475 | 0.8812 | 1.4064
1340 | 14.38 | 189 | #NAME? | 189 | 0.378 | 0.66835 | 0.8861 | 1.4142
1350 | 14.45 | 190 | #NAME? | 190 | 0.38 | 0.67195 | 0.891 | 1.422
1360 | 14.52 | 191 | #NAME? | 191 | 0.382 | 0.67555 | 0.8959 | 1.4298
1370 | 14.59 | 192 | #NAME? | 192 | 0.384 | 0.67914 | 0.9008 | 1.4376
1380 | 14.66 | 193 | #NAME? | 193 | 0.386 | 0.68274 | 0.9057 | 1.4454
1390 | 14.73 | 194 | #NAME? | 194 | 0.388 | 0.68634 | 0.9106 | 1.4532
1400 | 14.8 | 195 | #NAME? | 195 | 0.39 | 0.68994 | 0.9155 | 1.461
1420 | 14.9 | 196 | #NAME? | 196 | 0.392 | 0.69354 | 0.9204 | 1.4688
1440 | 15 | 197 | #NAME? | 197 | 0.394 | 0.69713 | 0.9253 | 1.4766
1460 | 15 | 198 | #NAME? | 198 | 0.396 | 0.70073 | 0.9302 | 1.4844
1500 | 15 | 199 | #NAME? | 199 | 0.398 | 0.70433 | 0.9351 | 1.4922
|  | 200 | #NAME? | 200 | 0.4 | 0.70793 | 0.94 | 1.5
|  | 201 | #NAME? | 201 | 0.4021 | 0.71164 | 0.9456 | 1.508
|  | 202 | #NAME? | 202 | 0.4042 | 0.71535 | 0.9512 | 1.516
|  | 203 | #NAME? | 203 | 0.4063 | 0.71906 | 0.9568 | 1.524
|  | 204 | #NAME? | 204 | 0.4084 | 0.72276 | 0.9624 | 1.532
|  | 205 | #NAME? | 205 | 0.4105 | 0.72647 | 0.968 | 1.54
|  | 206 | #NAME? | 206 | 0.4126 | 0.73018 | 0.9736 | 1.548
|  | 207 | #NAME? | 207 | 0.4147 | 0.73389 | 0.9792 | 1.556
|  | 208 | #NAME? | 208 | 0.4168 | 0.7376 | 0.9848 | 1.564
|  | 209 | #NAME? | 209 | 0.4189 | 0.74131 | 0.9904 | 1.572
|  | 210 | #NAME? | 210 | 0.421 | 0.74502 | 0.996 | 1.58
|  | 211 | #NAME? | 211 | 0.4231 | 0.74873 | 1.0016 | 1.588
|  | 212 | #NAME? | 212 | 0.4252 | 0.75244 | 1.0072 | 1.596
|  | 213 | #NAME? | 213 | 0.4273 | 0.75615 | 1.0128 | 1.604
|  | 214 | #NAME? | 214 | 0.4294 | 0.75986 | 1.0184 | 1.612
|  | 215 | #NAME? | 215 | 0.4315 | 0.76357 | 1.024 | 1.62
|  | 216 | #NAME? | 216 | 0.4336 | 0.76728 | 1.0296 | 1.628
|  | 217 | #NAME? | 217 | 0.4357 | 0.77098 | 1.0352 | 1.636
|  | 218 | #NAME? | 218 | 0.4378 | 0.77469 | 1.0408 | 1.644
|  | 219 | #NAME? | 219 | 0.4399 | 0.7784 | 1.0464 | 1.652
|  | 220 | #NAME? | 220 | 0.442 | 0.78211 | 1.052 | 1.66
|  | 221 | #NAME? | 221 | 0.4441 | 0.78582 | 1.0576 | 1.668
|  | 222 | #NAME? | 222 | 0.4462 | 0.78953 | 1.0632 | 1.676
|  | 223 | #NAME? | 223 | 0.4483 | 0.79324 | 1.0688 | 1.684
|  | 224 | #NAME? | 224 | 0.4504 | 0.79695 | 1.0744 | 1.692
|  | 225 | #NAME? | 225 | 0.4525 | 0.80066 | 1.08 | 1.7
|  | 226 | #NAME? | 226 | 0.4546 | 0.80437 | 1.0856 | 1.708
|  | 227 | #NAME? | 227 | 0.4567 | 0.80808 | 1.0912 | 1.716
|  | 228 | #NAME? | 228 | 0.4588 | 0.81179 | 1.0968 | 1.724
|  | 229 | #NAME? | 229 | 0.4609 | 0.8155 | 1.1024 | 1.732
|  | 230 | #NAME? | 230 | 0.463 | 0.8192 | 1.108 | 1.74
|  | 231 | #NAME? | 231 | 0.4651 | 0.82291 | 1.1136 | 1.748
|  | 232 | #NAME? | 232 | 0.4672 | 0.82662 | 1.1192 | 1.756
|  | 233 | #NAME? | 233 | 0.4693 | 0.83033 | 1.1248 | 1.764
|  | 234 | #NAME? | 234 | 0.4714 | 0.83404 | 1.1304 | 1.772
|  | 235 | #NAME? | 235 | 0.4735 | 0.83775 | 1.136 | 1.78
|  | 236 | #NAME? | 236 | 0.4756 | 0.84146 | 1.1416 | 1.788
|  | 237 | #NAME? | 237 | 0.4777 | 0.84517 | 1.1472 | 1.796
|  | 238 | #NAME? | 238 | 0.4798 | 0.84888 | 1.1528 | 1.804
|  | 239 | #NAME? | 239 | 0.4819 | 0.85259 | 1.1584 | 1.812
|  | 240 | #NAME? | 240 | 0.484 | 0.8563 | 1.164 | 1.82
|  | 241 | #NAME? | 241 | 0.4861 | 0.86001 | 1.1696 | 1.828
|  | 242 | #NAME? | 242 | 0.4882 | 0.86372 | 1.1752 | 1.836
|  | 243 | #NAME? | 243 | 0.4903 | 0.86743 | 1.1808 | 1.844
|  | 244 | #NAME? | 244 | 0.4924 | 0.87113 | 1.1864 | 1.852
|  | 245 | #NAME? | 245 | 0.4945 | 0.87484 | 1.192 | 1.86
|  | 246 | #NAME? | 246 | 0.4966 | 0.87855 | 1.1976 | 1.868
|  | 247 | #NAME? | 247 | 0.4987 | 0.88226 | 1.2032 | 1.876
|  | 248 | #NAME? | 248 | 0.5008 | 0.88597 | 1.2088 | 1.884
|  | 249 | #NAME? | 249 | 0.5029 | 0.88968 | 1.2144 | 1.892
|  | 250 | #NAME? | 250 | 0.505 | 0.89339 | 1.22 | 1.9
|  | 251 | #NAME? | 251 | 0.5071 | 0.8971 | 1.2256 | 1.908
|  | 252 | #NAME? | 252 | 0.5092 | 0.90081 | 1.2312 | 1.916
|  | 253 | #NAME? | 253 | 0.5113 | 0.90452 | 1.2368 | 1.924
|  | 254 | #NAME? | 254 | 0.5134 | 0.90823 | 1.2424 | 1.932
|  | 255 | #NAME? | 255 | 0.5155 | 0.91194 | 1.248 | 1.94
|  | 256 | #NAME? | 256 | 0.5176 | 0.91565 | 1.2536 | 1.948
|  | 257 | #NAME? | 257 | 0.5197 | 0.91935 | 1.2592 | 1.956
|  | 258 | #NAME? | 258 | 0.5218 | 0.92306 | 1.2648 | 1.964
|  | 259 | #NAME? | 259 | 0.5239 | 0.92677 | 1.2704 | 1.972
|  | 260 | #NAME? | 260 | 0.526 | 0.93048 | 1.276 | 1.98
|  | 261 | #NAME? | 261 | 0.5281 | 0.93419 | 1.2816 | 1.988
|  | 262 | #NAME? | 262 | 0.5302 | 0.9379 | 1.2872 | 1.996
|  | 263 | #NAME? | 263 | 0.5323 | 0.94161 | 1.2928 | 2.004
|  | 264 | #NAME? | 264 | 0.5344 | 0.94532 | 1.2984 | 2.012
|  | 265 | #NAME? | 265 | 0.5365 | 0.94903 | 1.304 | 2.02
|  | 266 | #NAME? | 266 | 0.5386 | 0.95274 | 1.3096 | 2.028
|  | 267 | #NAME? | 267 | 0.5407 | 0.95645 | 1.3152 | 2.036
|  | 268 | #NAME? | 268 | 0.5428 | 0.96016 | 1.3208 | 2.044
|  | 269 | #NAME? | 269 | 0.5449 | 0.96387 | 1.3264 | 2.052
|  | 270 | #NAME? | 270 | 0.547 | 0.96757 | 1.332 | 2.06
|  | 271 | #NAME? | 271 | 0.5491 | 0.97128 | 1.3376 | 2.068
|  | 272 | #NAME? | 272 | 0.5512 | 0.97499 | 1.3432 | 2.076
|  | 273 | #NAME? | 273 | 0.5533 | 0.9787 | 1.3488 | 2.084
|  | 274 | #NAME? | 274 | 0.5554 | 0.98241 | 1.3544 | 2.092
|  | 275 | #NAME? | 275 | 0.5575 | 0.98612 | 1.36 | 2.1
|  | 276 | #NAME? | 276 | 0.5596 | 0.98983 | 1.3656 | 2.108
|  | 277 | #NAME? | 277 | 0.5617 | 0.99354 | 1.3712 | 2.116
|  | 278 | #NAME? | 278 | 0.5638 | 0.99725 | 1.3768 | 2.124
|  | 279 | #NAME? | 279 | 0.5659 | 1.001 | 1.3824 | 2.132
|  | 280 | #NAME? | 280 | 0.568 | 1.0047 | 1.388 | 2.14
|  | 281 | #NAME? | 281 | 0.5701 | 1.0084 | 1.3936 | 2.148
|  | 282 | #NAME? | 282 | 0.5722 | 1.0121 | 1.3992 | 2.156
|  | 283 | #NAME? | 283 | 0.5743 | 1.0158 | 1.4048 | 2.164
|  | 284 | #NAME? | 284 | 0.5764 | 1.0195 | 1.4104 | 2.172
|  | 285 | #NAME? | 285 | 0.5785 | 1.0232 | 1.416 | 2.18
|  | 286 | #NAME? | 286 | 0.5806 | 1.0269 | 1.4216 | 2.188
|  | 287 | #NAME? | 287 | 0.5827 | 1.0306 | 1.4272 | 2.196
|  | 288 | #NAME? | 288 | 0.5848 | 1.0343 | 1.4328 | 2.204
|  | 289 | #NAME? | 289 | 0.5869 | 1.0381 | 1.4384 | 2.212
|  | 290 | #NAME? | 290 | 0.589 | 1.0418 | 1.444 | 2.22
|  | 291 | #NAME? | 291 | 0.5911 | 1.0455 | 1.4496 | 2.228
|  | 292 | #NAME? | 292 | 0.5932 | 1.0492 | 1.4552 | 2.236
|  | 293 | #NAME? | 293 | 0.5953 | 1.0529 | 1.4608 | 2.244
|  | 294 | #NAME? | 294 | 0.5974 | 1.0566 | 1.4664 | 2.252
|  | 295 | #NAME? | 295 | 0.5995 | 1.0603 | 1.472 | 2.26
|  | 296 | #NAME? | 296 | 0.6016 | 1.064 | 1.4776 | 2.268
|  | 297 | #NAME? | 297 | 0.6037 | 1.0677 | 1.4832 | 2.276
|  | 298 | #NAME? | 298 | 0.6058 | 1.0714 | 1.4888 | 2.284
|  | 299 | #NAME? | 299 | 0.6079 | 1.0751 | 1.4944 | 2.292
|  | 300 | #NAME? | 300 | 0.61 | 1.0789 | 1.5 | 2.3
|  | 301 | #NAME? | 301 | 0.6123 | 1.0827 | 1.5056 | 2.3082
|  | 302 | #NAME? | 302 | 0.6146 | 1.0865 | 1.5112 | 2.3164
|  | 303 | #NAME? | 303 | 0.6169 | 1.0904 | 1.5168 | 2.3246
|  | 304 | #NAME? | 304 | 0.6192 | 1.0942 | 1.5224 | 2.3328
|  | 305 | #NAME? | 305 | 0.6215 | 1.098 | 1.528 | 2.341
|  | 306 | #NAME? | 306 | 0.6238 | 1.1019 | 1.5336 | 2.3492
|  | 307 | #NAME? | 307 | 0.6261 | 1.1057 | 1.5392 | 2.3574
|  | 308 | #NAME? | 308 | 0.6284 | 1.1096 | 1.5448 | 2.3656
|  | 309 | #NAME? | 309 | 0.6307 | 1.1134 | 1.5504 | 2.3738
|  | 310 | #NAME? | 310 | 0.633 | 1.1172 | 1.556 | 2.382
|  | 311 | #NAME? | 311 | 0.6353 | 1.1211 | 1.5616 | 2.3902
|  | 312 | #NAME? | 312 | 0.6376 | 1.1249 | 1.5672 | 2.3984
|  | 313 | #NAME? | 313 | 0.6399 | 1.1287 | 1.5728 | 2.4066
|  | 314 | #NAME? | 314 | 0.6422 | 1.1326 | 1.5784 | 2.4148
|  | 315 | #NAME? | 315 | 0.6445 | 1.1364 | 1.584 | 2.423
|  | 316 | #NAME? | 316 | 0.6468 | 1.1403 | 1.5896 | 2.4312
|  | 317 | #NAME? | 317 | 0.6491 | 1.1441 | 1.5952 | 2.4394
|  | 318 | #NAME? | 318 | 0.6514 | 1.1479 | 1.6008 | 2.4476
|  | 319 | #NAME? | 319 | 0.6537 | 1.1518 | 1.6064 | 2.4558
|  | 320 | #NAME? | 320 | 0.656 | 1.1556 | 1.612 | 2.464
|  | 321 | #NAME? | 321 | 0.6583 | 1.1594 | 1.6176 | 2.4722
|  | 322 | #NAME? | 322 | 0.6606 | 1.1633 | 1.6232 | 2.4804
|  | 323 | #NAME? | 323 | 0.6629 | 1.1671 | 1.6288 | 2.4886
|  | 324 | #NAME? | 324 | 0.6652 | 1.171 | 1.6344 | 2.4968
|  | 325 | #NAME? | 325 | 0.6675 | 1.1748 | 1.64 | 2.505
|  | 326 | #NAME? | 326 | 0.6698 | 1.1786 | 1.6456 | 2.5132
|  | 327 | #NAME? | 327 | 0.6721 | 1.1825 | 1.6512 | 2.5214
|  | 328 | #NAME? | 328 | 0.6744 | 1.1863 | 1.6568 | 2.5296
|  | 329 | #NAME? | 329 | 0.6767 | 1.1901 | 1.6624 | 2.5378
|  | 330 | #NAME? | 330 | 0.679 | 1.194 | 1.668 | 2.546
|  | 331 | #NAME? | 331 | 0.6813 | 1.1978 | 1.6736 | 2.5542
|  | 332 | #NAME? | 332 | 0.6836 | 1.2017 | 1.6792 | 2.5624
|  | 333 | #NAME? | 333 | 0.6859 | 1.2055 | 1.6848 | 2.5706
|  | 334 | #NAME? | 334 | 0.6882 | 1.2093 | 1.6904 | 2.5788
|  | 335 | #NAME? | 335 | 0.6905 | 1.2132 | 1.696 | 2.587
|  | 336 | #NAME? | 336 | 0.6928 | 1.217 | 1.7016 | 2.5952
|  | 337 | #NAME? | 337 | 0.6951 | 1.2209 | 1.7072 | 2.6034
|  | 338 | #NAME? | 338 | 0.6974 | 1.2247 | 1.7128 | 2.6116
|  | 339 | #NAME? | 339 | 0.6997 | 1.2285 | 1.7184 | 2.6198
|  | 340 | #NAME? | 340 | 0.702 | 1.2324 | 1.724 | 2.628
|  | 341 | #NAME? | 341 | 0.7043 | 1.2362 | 1.7296 | 2.6362
|  | 342 | #NAME? | 342 | 0.7066 | 1.24 | 1.7352 | 2.6444
|  | 343 | #NAME? | 343 | 0.7089 | 1.2439 | 1.7408 | 2.6526
|  | 344 | #NAME? | 344 | 0.7112 | 1.2477 | 1.7464 | 2.6608
|  | 345 | #NAME? | 345 | 0.7135 | 1.2516 | 1.752 | 2.669
|  | 346 | #NAME? | 346 | 0.7158 | 1.2554 | 1.7576 | 2.6772
|  | 347 | #NAME? | 347 | 0.7181 | 1.2592 | 1.7632 | 2.6854
|  | 348 | #NAME? | 348 | 0.7204 | 1.2631 | 1.7688 | 2.6936
|  | 349 | #NAME? | 349 | 0.7227 | 1.2669 | 1.7744 | 2.7018
|  | 350 | #NAME? | 350 | 0.725 | 1.2707 | 1.78 | 2.71
|  | 351 | #NAME? | 351 | 0.7273 | 1.2746 | 1.7856 | 2.7182
|  | 352 | #NAME? | 352 | 0.7296 | 1.2784 | 1.7912 | 2.7264
|  | 353 | #NAME? | 353 | 0.7319 | 1.2823 | 1.7968 | 2.7346
|  | 354 | #NAME? | 354 | 0.7342 | 1.2861 | 1.8024 | 2.7428
|  | 355 | #NAME? | 355 | 0.7365 | 1.2899 | 1.808 | 2.751
|  | 356 | #NAME? | 356 | 0.7388 | 1.2938 | 1.8136 | 2.7592
|  | 357 | #NAME? | 357 | 0.7411 | 1.2976 | 1.8192 | 2.7674
|  | 358 | #NAME? | 358 | 0.7434 | 1.3014 | 1.8248 | 2.7756
|  | 359 | #NAME? | 359 | 0.7457 | 1.3053 | 1.8304 | 2.7838
|  | 360 | #NAME? | 360 | 0.748 | 1.3091 | 1.836 | 2.792
|  | 361 | #NAME? | 361 | 0.7503 | 1.313 | 1.8416 | 2.8002
|  | 362 | #NAME? | 362 | 0.7526 | 1.3168 | 1.8472 | 2.8084
|  | 363 | #NAME? | 363 | 0.7549 | 1.3206 | 1.8528 | 2.8166
|  | 364 | #NAME? | 364 | 0.7572 | 1.3245 | 1.8584 | 2.8248
|  | 365 | #NAME? | 365 | 0.7595 | 1.3283 | 1.864 | 2.833
|  | 366 | #NAME? | 366 | 0.7618 | 1.3321 | 1.8696 | 2.8412
|  | 367 | #NAME? | 367 | 0.7641 | 1.336 | 1.8752 | 2.8494
|  | 368 | #NAME? | 368 | 0.7664 | 1.3398 | 1.8808 | 2.8576
|  | 369 | #NAME? | 369 | 0.7687 | 1.3437 | 1.8864 | 2.8658
|  | 370 | #NAME? | 370 | 0.771 | 1.3475 | 1.892 | 2.874
|  | 371 | #NAME? | 371 | 0.7733 | 1.3513 | 1.8976 | 2.8822
|  | 372 | #NAME? | 372 | 0.7756 | 1.3552 | 1.9032 | 2.8904
|  | 373 | #NAME? | 373 | 0.7779 | 1.359 | 1.9088 | 2.8986
|  | 374 | #NAME? | 374 | 0.7802 | 1.3628 | 1.9144 | 2.9068
|  | 375 | #NAME? | 375 | 0.7825 | 1.3667 | 1.92 | 2.915
|  | 376 | #NAME? | 376 | 0.7848 | 1.3705 | 1.9256 | 2.9232
|  | 377 | #NAME? | 377 | 0.7871 | 1.3744 | 1.9312 | 2.9314
|  | 378 | #NAME? | 378 | 0.7894 | 1.3782 | 1.9368 | 2.9396
|  | 379 | #NAME? | 379 | 0.7917 | 1.382 | 1.9424 | 2.9478
|  | 380 | #NAME? | 380 | 0.794 | 1.3859 | 1.948 | 2.956
|  | 381 | #NAME? | 381 | 0.7963 | 1.3897 | 1.9536 | 2.9642
|  | 382 | #NAME? | 382 | 0.7986 | 1.3936 | 1.9592 | 2.9724
|  | 383 | #NAME? | 383 | 0.8009 | 1.3974 | 1.9648 | 2.9806
|  | 384 | #NAME? | 384 | 0.8032 | 1.4012 | 1.9704 | 2.9888
|  | 385 | #NAME? | 385 | 0.8055 | 1.4051 | 1.976 | 2.997
|  | 386 | #NAME? | 386 | 0.8078 | 1.4089 | 1.9816 | 3.0052
|  | 387 | #NAME? | 387 | 0.8101 | 1.4127 | 1.9872 | 3.0134
|  | 388 | #NAME? | 388 | 0.8124 | 1.4166 | 1.9928 | 3.0216
|  | 389 | #NAME? | 389 | 0.8147 | 1.4204 | 1.9984 | 3.0298
|  | 390 | #NAME? | 390 | 0.817 | 1.4243 | 2.004 | 3.038
|  | 391 | #NAME? | 391 | 0.8193 | 1.4281 | 2.0096 | 3.0462
|  | 392 | #NAME? | 392 | 0.8216 | 1.4319 | 2.0152 | 3.0544
|  | 393 | #NAME? | 393 | 0.8239 | 1.4358 | 2.0208 | 3.0626
|  | 394 | #NAME? | 394 | 0.8262 | 1.4396 | 2.0264 | 3.0708
|  | 395 | #NAME? | 395 | 0.8285 | 1.4434 | 2.032 | 3.079
|  | 396 | #NAME? | 396 | 0.8308 | 1.4473 | 2.0376 | 3.0872
|  | 397 | #NAME? | 397 | 0.8331 | 1.4511 | 2.0432 | 3.0954
|  | 398 | #NAME? | 398 | 0.8354 | 1.455 | 2.0488 | 3.1036
|  | 399 | #NAME? | 399 | 0.8377 | 1.4588 | 2.0544 | 3.1118
|  | 400 | #NAME? | 400 | 0.84 | 1.4626 | 2.06 | 3.12
|  | 401 | #NAME? | 401 | 0.8427 | 1.4666 | 2.0659 | 3.1284
|  | 402 | #NAME? | 402 | 0.8454 | 1.4706 | 2.0718 | 3.1368
|  | 403 | #NAME? | 403 | 0.8481 | 1.4746 | 2.0777 | 3.1452
|  | 404 | #NAME? | 404 | 0.8508 | 1.4786 | 2.0836 | 3.1536
|  | 405 | #NAME? | 405 | 0.8535 | 1.4826 | 2.0895 | 3.162
|  | 406 | #NAME? | 406 | 0.8562 | 1.4866 | 2.0954 | 3.1704
|  | 407 | #NAME? | 407 | 0.8589 | 1.4906 | 2.1013 | 3.1788
|  | 408 | #NAME? | 408 | 0.8616 | 1.4945 | 2.1072 | 3.1872
|  | 409 | #NAME? | 409 | 0.8643 | 1.4985 | 2.1131 | 3.1956
|  | 410 | #NAME? | 410 | 0.867 | 1.5025 | 2.119 | 3.204
|  | 411 | #NAME? | 411 | 0.8697 | 1.5065 | 2.1249 | 3.2124
|  | 412 | #NAME? | 412 | 0.8724 | 1.5105 | 2.1308 | 3.2208
|  | 413 | #NAME? | 413 | 0.8751 | 1.5145 | 2.1367 | 3.2292
|  | 414 | #NAME? | 414 | 0.8778 | 1.5185 | 2.1426 | 3.2376
|  | 415 | #NAME? | 415 | 0.8805 | 1.5225 | 2.1485 | 3.246
|  | 416 | #NAME? | 416 | 0.8832 | 1.5265 | 2.1544 | 3.2544
|  | 417 | #NAME? | 417 | 0.8859 | 1.5304 | 2.1603 | 3.2628
|  | 418 | #NAME? | 418 | 0.8886 | 1.5344 | 2.1662 | 3.2712
|  | 419 | #NAME? | 419 | 0.8913 | 1.5384 | 2.1721 | 3.2796
|  | 420 | #NAME? | 420 | 0.894 | 1.5424 | 2.178 | 3.288
|  | 421 | #NAME? | 421 | 0.8967 | 1.5464 | 2.1839 | 3.2964
|  | 422 | #NAME? | 422 | 0.8994 | 1.5504 | 2.1898 | 3.3048
|  | 423 | #NAME? | 423 | 0.9021 | 1.5544 | 2.1957 | 3.3132
|  | 424 | #NAME? | 424 | 0.9048 | 1.5584 | 2.2016 | 3.3216
|  | 425 | #NAME? | 425 | 0.9075 | 1.5624 | 2.2075 | 3.33
|  | 426 | #NAME? | 426 | 0.9102 | 1.5663 | 2.2134 | 3.3384
|  | 427 | #NAME? | 427 | 0.9129 | 1.5703 | 2.2193 | 3.3468
|  | 428 | #NAME? | 428 | 0.9156 | 1.5743 | 2.2252 | 3.3552
|  | 429 | #NAME? | 429 | 0.9183 | 1.5783 | 2.2311 | 3.3636
|  | 430 | #NAME? | 430 | 0.921 | 1.5823 | 2.237 | 3.372
|  | 431 | #NAME? | 431 | 0.9237 | 1.5863 | 2.2429 | 3.3804
|  | 432 | #NAME? | 432 | 0.9264 | 1.5903 | 2.2488 | 3.3888
|  | 433 | #NAME? | 433 | 0.9291 | 1.5943 | 2.2547 | 3.3972
|  | 434 | #NAME? | 434 | 0.9318 | 1.5983 | 2.2606 | 3.4056
|  | 435 | #NAME? | 435 | 0.9345 | 1.6022 | 2.2665 | 3.414
|  | 436 | #NAME? | 436 | 0.9372 | 1.6062 | 2.2724 | 3.4224
|  | 437 | #NAME? | 437 | 0.9399 | 1.6102 | 2.2783 | 3.4308
|  | 438 | #NAME? | 438 | 0.9426 | 1.6142 | 2.2842 | 3.4392
|  | 439 | #NAME? | 439 | 0.9453 | 1.6182 | 2.2901 | 3.4476
|  | 440 | #NAME? | 440 | 0.948 | 1.6222 | 2.296 | 3.456
|  | 441 | #NAME? | 441 | 0.9507 | 1.6262 | 2.3019 | 3.4644
|  | 442 | #NAME? | 442 | 0.9534 | 1.6302 | 2.3078 | 3.4728
|  | 443 | #NAME? | 443 | 0.9561 | 1.6342 | 2.3137 | 3.4812
|  | 444 | #NAME? | 444 | 0.9588 | 1.6381 | 2.3196 | 3.4896
|  | 445 | #NAME? | 445 | 0.9615 | 1.6421 | 2.3255 | 3.498
|  | 446 | #NAME? | 446 | 0.9642 | 1.6461 | 2.3314 | 3.5064
|  | 447 | #NAME? | 447 | 0.9669 | 1.6501 | 2.3373 | 3.5148
|  | 448 | #NAME? | 448 | 0.9696 | 1.6541 | 2.3432 | 3.5232
|  | 449 | #NAME? | 449 | 0.9723 | 1.6581 | 2.3491 | 3.5316
|  | 450 | #NAME? | 450 | 0.975 | 1.6621 | 2.355 | 3.54
|  | 451 | #NAME? | 451 | 0.9777 | 1.6661 | 2.3609 | 3.5484
|  | 452 | #NAME? | 452 | 0.9804 | 1.6701 | 2.3668 | 3.5568
|  | 453 | #NAME? | 453 | 0.9831 | 1.674 | 2.3727 | 3.5652
|  | 454 | #NAME? | 454 | 0.9858 | 1.678 | 2.3786 | 3.5736
|  | 455 | #NAME? | 455 | 0.9885 | 1.682 | 2.3845 | 3.582
|  | 456 | #NAME? | 456 | 0.9912 | 1.686 | 2.3904 | 3.5904
|  | 457 | #NAME? | 457 | 0.9939 | 1.69 | 2.3963 | 3.5988
|  | 458 | #NAME? | 458 | 0.9966 | 1.694 | 2.4022 | 3.6072
|  | 459 | #NAME? | 459 | 0.9993 | 1.698 | 2.4081 | 3.6156
|  | 460 | #NAME? | 460 | 1.002 | 1.702 | 2.414 | 3.624
|  | 461 | #NAME? | 461 | 1.0047 | 1.706 | 2.4199 | 3.6324
|  | 462 | #NAME? | 462 | 1.0074 | 1.7099 | 2.4258 | 3.6408
|  | 463 | #NAME? | 463 | 1.0101 | 1.7139 | 2.4317 | 3.6492
|  | 464 | #NAME? | 464 | 1.0128 | 1.7179 | 2.4376 | 3.6576
|  | 465 | #NAME? | 465 | 1.0155 | 1.7219 | 2.4435 | 3.666
|  | 466 | #NAME? | 466 | 1.0182 | 1.7259 | 2.4494 | 3.6744
|  | 467 | #NAME? | 467 | 1.0209 | 1.7299 | 2.4553 | 3.6828
|  | 468 | #NAME? | 468 | 1.0236 | 1.7339 | 2.4612 | 3.6912
|  | 469 | #NAME? | 469 | 1.0263 | 1.7379 | 2.4671 | 3.6996
|  | 470 | #NAME? | 470 | 1.029 | 1.7419 | 2.473 | 3.708
|  | 471 | #NAME? | 471 | 1.0317 | 1.7458 | 2.4789 | 3.7164
|  | 472 | #NAME? | 472 | 1.0344 | 1.7498 | 2.4848 | 3.7248
|  | 473 | #NAME? | 473 | 1.0371 | 1.7538 | 2.4907 | 3.7332
|  | 474 | #NAME? | 474 | 1.0398 | 1.7578 | 2.4966 | 3.7416
|  | 475 | #NAME? | 475 | 1.0425 | 1.7618 | 2.5025 | 3.75
|  | 476 | #NAME? | 476 | 1.0452 | 1.7658 | 2.5084 | 3.7584
|  | 477 | #NAME? | 477 | 1.0479 | 1.7698 | 2.5143 | 3.7668
|  | 478 | #NAME? | 478 | 1.0506 | 1.7738 | 2.5202 | 3.7752
|  | 479 | #NAME? | 479 | 1.0533 | 1.7778 | 2.5261 | 3.7836
|  | 480 | #NAME? | 480 | 1.056 | 1.7817 | 2.532 | 3.792
|  | 481 | #NAME? | 481 | 1.0587 | 1.7857 | 2.5379 | 3.8004
|  | 482 | #NAME? | 482 | 1.0614 | 1.7897 | 2.5438 | 3.8088
|  | 483 | #NAME? | 483 | 1.0641 | 1.7937 | 2.5497 | 3.8172
|  | 484 | #NAME? | 484 | 1.0668 | 1.7977 | 2.5556 | 3.8256
|  | 485 | #NAME? | 485 | 1.0695 | 1.8017 | 2.5615 | 3.834
|  | 486 | #NAME? | 486 | 1.0722 | 1.8057 | 2.5674 | 3.8424
|  | 487 | #NAME? | 487 | 1.0749 | 1.8097 | 2.5733 | 3.8508
|  | 488 | #NAME? | 488 | 1.0776 | 1.8137 | 2.5792 | 3.8592
|  | 489 | #NAME? | 489 | 1.0803 | 1.8176 | 2.5851 | 3.8676
|  | 490 | #NAME? | 490 | 1.083 | 1.8216 | 2.591 | 3.876
|  | 491 | #NAME? | 491 | 1.0857 | 1.8256 | 2.5969 | 3.8844
|  | 492 | #NAME? | 492 | 1.0884 | 1.8296 | 2.6028 | 3.8928
|  | 493 | #NAME? | 493 | 1.0911 | 1.8336 | 2.6087 | 3.9012
|  | 494 | #NAME? | 494 | 1.0938 | 1.8376 | 2.6146 | 3.9096
|  | 495 | #NAME? | 495 | 1.0965 | 1.8416 | 2.6205 | 3.918
|  | 496 | #NAME? | 496 | 1.0992 | 1.8456 | 2.6264 | 3.9264
|  | 497 | #NAME? | 497 | 1.1019 | 1.8496 | 2.6323 | 3.9348
|  | 498 | #NAME? | 498 | 1.1046 | 1.8535 | 2.6382 | 3.9432
|  | 499 | #NAME? | 499 | 1.1073 | 1.8575 | 2.6441 | 3.9516
|  | 500 | #NAME? | 500 | 1.11 | 1.8615 | 2.65 | 3.96
|  | 501 | #NAME? | 501 | 1.113 | 1.8657 | 2.6562 | 3.9686
|  | 502 | #NAME? | 502 | 1.116 | 1.8699 | 2.6624 | 3.9772
|  | 503 | #NAME? | 503 | 1.119 | 1.874 | 2.6686 | 3.9858
|  | 504 | #NAME? | 504 | 1.122 | 1.8782 | 2.6748 | 3.9944
|  | 505 | #NAME? | 505 | 1.125 | 1.8824 | 2.681 | 4.003
|  | 506 | #NAME? | 506 | 1.128 | 1.8866 | 2.6872 | 4.0116
|  | 507 | #NAME? | 507 | 1.131 | 1.8907 | 2.6934 | 4.0202
|  | 508 | #NAME? | 508 | 1.134 | 1.8949 | 2.6996 | 4.0288
|  | 509 | #NAME? | 509 | 1.137 | 1.8991 | 2.7058 | 4.0374
|  | 510 | #NAME? | 510 | 1.14 | 1.9032 | 2.712 | 4.046
|  | 511 | #NAME? | 511 | 1.143 | 1.9074 | 2.7182 | 4.0546
|  | 512 | #NAME? | 512 | 1.146 | 1.9116 | 2.7244 | 4.0632
|  | 513 | #NAME? | 513 | 1.149 | 1.9157 | 2.7306 | 4.0718
|  | 514 | #NAME? | 514 | 1.152 | 1.9199 | 2.7368 | 4.0804
|  | 515 | #NAME? | 515 | 1.155 | 1.9241 | 2.743 | 4.089
|  | 516 | #NAME? | 516 | 1.158 | 1.9283 | 2.7492 | 4.0976
|  | 517 | #NAME? | 517 | 1.161 | 1.9324 | 2.7554 | 4.1062
|  | 518 | #NAME? | 518 | 1.164 | 1.9366 | 2.7616 | 4.1148
|  | 519 | #NAME? | 519 | 1.167 | 1.9408 | 2.7678 | 4.1234
|  | 520 | #NAME? | 520 | 1.17 | 1.9449 | 2.774 | 4.132
|  | 521 | #NAME? | 521 | 1.173 | 1.9491 | 2.7802 | 4.1406
|  | 522 | #NAME? | 522 | 1.176 | 1.9533 | 2.7864 | 4.1492
|  | 523 | #NAME? | 523 | 1.179 | 1.9575 | 2.7926 | 4.1578
|  | 524 | #NAME? | 524 | 1.182 | 1.9616 | 2.7988 | 4.1664
|  | 525 | #NAME? | 525 | 1.185 | 1.9658 | 2.805 | 4.175
|  | 526 | #NAME? | 526 | 1.188 | 1.97 | 2.8112 | 4.1836
|  | 527 | #NAME? | 527 | 1.191 | 1.9741 | 2.8174 | 4.1922
|  | 528 | #NAME? | 528 | 1.194 | 1.9783 | 2.8236 | 4.2008
|  | 529 | #NAME? | 529 | 1.197 | 1.9825 | 2.8298 | 4.2094
|  | 530 | #NAME? | 530 | 1.2 | 1.9867 | 2.836 | 4.218
|  | 531 | #NAME? | 531 | 1.203 | 1.9908 | 2.8422 | 4.2266
|  | 532 | #NAME? | 532 | 1.206 | 1.995 | 2.8484 | 4.2352
|  | 533 | #NAME? | 533 | 1.209 | 1.9992 | 2.8546 | 4.2438
|  | 534 | #NAME? | 534 | 1.212 | 2.0033 | 2.8608 | 4.2524
|  | 535 | #NAME? | 535 | 1.215 | 2.0075 | 2.867 | 4.261
|  | 536 | #NAME? | 536 | 1.218 | 2.0117 | 2.8732 | 4.2696
|  | 537 | #NAME? | 537 | 1.221 | 2.0158 | 2.8794 | 4.2782
|  | 538 | #NAME? | 538 | 1.224 | 2.02 | 2.8856 | 4.2868
|  | 539 | #NAME? | 539 | 1.227 | 2.0242 | 2.8918 | 4.2954
|  | 540 | #NAME? | 540 | 1.23 | 2.0284 | 2.898 | 4.304
|  | 541 | #NAME? | 541 | 1.233 | 2.0325 | 2.9042 | 4.3126
|  | 542 | #NAME? | 542 | 1.236 | 2.0367 | 2.9104 | 4.3212
|  | 543 | #NAME? | 543 | 1.239 | 2.0409 | 2.9166 | 4.3298
|  | 544 | #NAME? | 544 | 1.242 | 2.045 | 2.9228 | 4.3384
|  | 545 | #NAME? | 545 | 1.245 | 2.0492 | 2.929 | 4.347
|  | 546 | #NAME? | 546 | 1.248 | 2.0534 | 2.9352 | 4.3556
|  | 547 | #NAME? | 547 | 1.251 | 2.0576 | 2.9414 | 4.3642
|  | 548 | #NAME? | 548 | 1.254 | 2.0617 | 2.9476 | 4.3728
|  | 549 | #NAME? | 549 | 1.257 | 2.0659 | 2.9538 | 4.3814
|  | 550 | #NAME? | 550 | 1.26 | 2.0701 | 2.96 | 4.39
|  | 551 | #NAME? | 551 | 1.263 | 2.0742 | 2.9662 | 4.3986
|  | 552 | #NAME? | 552 | 1.266 | 2.0784 | 2.9724 | 4.4072
|  | 553 | #NAME? | 553 | 1.269 | 2.0826 | 2.9786 | 4.4158
|  | 554 | #NAME? | 554 | 1.272 | 2.0868 | 2.9848 | 4.4244
|  | 555 | #NAME? | 555 | 1.275 | 2.0909 | 2.991 | 4.433
|  | 556 | #NAME? | 556 | 1.278 | 2.0951 | 2.9972 | 4.4416
|  | 557 | #NAME? | 557 | 1.281 | 2.0993 | 3.0034 | 4.4502
|  | 558 | #NAME? | 558 | 1.284 | 2.1034 | 3.0096 | 4.4588
|  | 559 | #NAME? | 559 | 1.287 | 2.1076 | 3.0158 | 4.4674
|  | 560 | #NAME? | 560 | 1.29 | 2.1118 | 3.022 | 4.476
|  | 561 | #NAME? | 561 | 1.293 | 2.116 | 3.0282 | 4.4846
|  | 562 | #NAME? | 562 | 1.296 | 2.1201 | 3.0344 | 4.4932
|  | 563 | #NAME? | 563 | 1.299 | 2.1243 | 3.0406 | 4.5018
|  | 564 | #NAME? | 564 | 1.302 | 2.1285 | 3.0468 | 4.5104
|  | 565 | #NAME? | 565 | 1.305 | 2.1326 | 3.053 | 4.519
|  | 566 | #NAME? | 566 | 1.308 | 2.1368 | 3.0592 | 4.5276
|  | 567 | #NAME? | 567 | 1.311 | 2.141 | 3.0654 | 4.5362
|  | 568 | #NAME? | 568 | 1.314 | 2.1451 | 3.0716 | 4.5448
|  | 569 | #NAME? | 569 | 1.317 | 2.1493 | 3.0778 | 4.5534
|  | 570 | #NAME? | 570 | 1.32 | 2.1535 | 3.084 | 4.562
|  | 571 | #NAME? | 571 | 1.323 | 2.1577 | 3.0902 | 4.5706
|  | 572 | #NAME? | 572 | 1.326 | 2.1618 | 3.0964 | 4.5792
|  | 573 | #NAME? | 573 | 1.329 | 2.166 | 3.1026 | 4.5878
|  | 574 | #NAME? | 574 | 1.332 | 2.1702 | 3.1088 | 4.5964
|  | 575 | #NAME? | 575 | 1.335 | 2.1743 | 3.115 | 4.605
|  | 576 | #NAME? | 576 | 1.338 | 2.1785 | 3.1212 | 4.6136
|  | 577 | #NAME? | 577 | 1.341 | 2.1827 | 3.1274 | 4.6222
|  | 578 | #NAME? | 578 | 1.344 | 2.1869 | 3.1336 | 4.6308
|  | 579 | #NAME? | 579 | 1.347 | 2.191 | 3.1398 | 4.6394
|  | 580 | #NAME? | 580 | 1.35 | 2.1952 | 3.146 | 4.648
|  | 581 | #NAME? | 581 | 1.353 | 2.1994 | 3.1522 | 4.6566
|  | 582 | #NAME? | 582 | 1.356 | 2.2035 | 3.1584 | 4.6652
|  | 583 | #NAME? | 583 | 1.359 | 2.2077 | 3.1646 | 4.6738
|  | 584 | #NAME? | 584 | 1.362 | 2.2119 | 3.1708 | 4.6824
|  | 585 | #NAME? | 585 | 1.365 | 2.2161 | 3.177 | 4.691
|  | 586 | #NAME? | 586 | 1.368 | 2.2202 | 3.1832 | 4.6996
|  | 587 | #NAME? | 587 | 1.371 | 2.2244 | 3.1894 | 4.7082
|  | 588 | #NAME? | 588 | 1.374 | 2.2286 | 3.1956 | 4.7168
|  | 589 | #NAME? | 589 | 1.377 | 2.2327 | 3.2018 | 4.7254
|  | 590 | #NAME? | 590 | 1.38 | 2.2369 | 3.208 | 4.734
|  | 591 | #NAME? | 591 | 1.383 | 2.2411 | 3.2142 | 4.7426
|  | 592 | #NAME? | 592 | 1.386 | 2.2452 | 3.2204 | 4.7512
|  | 593 | #NAME? | 593 | 1.389 | 2.2494 | 3.2266 | 4.7598
|  | 594 | #NAME? | 594 | 1.392 | 2.2536 | 3.2328 | 4.7684
|  | 595 | #NAME? | 595 | 1.395 | 2.2578 | 3.239 | 4.777
|  | 596 | #NAME? | 596 | 1.398 | 2.2619 | 3.2452 | 4.7856
|  | 597 | #NAME? | 597 | 1.401 | 2.2661 | 3.2514 | 4.7942
|  | 598 | #NAME? | 598 | 1.404 | 2.2703 | 3.2576 | 4.8028
|  | 599 | #NAME? | 599 | 1.407 | 2.2744 | 3.2638 | 4.8114
|  | 600 | #NAME? | 600 | 1.41 | 2.2786 | 3.27 | 4.82
|  | 601 | #NAME? | 601 | 1.4134 | 2.283 | 3.2765 | 4.8293
|  | 602 | #NAME? | 602 | 1.4168 | 2.2874 | 3.283 | 4.8386
|  | 603 | #NAME? | 603 | 1.4203 | 2.2918 | 3.2895 | 4.8479
|  | 604 | #NAME? | 604 | 1.4237 | 2.2962 | 3.296 | 4.8572
|  | 605 | #NAME? | 605 | 1.4271 | 2.3006 | 3.3025 | 4.8665
|  | 606 | #NAME? | 606 | 1.4305 | 2.305 | 3.309 | 4.8758
|  | 607 | #NAME? | 607 | 1.4339 | 2.3094 | 3.3155 | 4.8851
|  | 608 | #NAME? | 608 | 1.4374 | 2.3138 | 3.322 | 4.8944
|  | 609 | #NAME? | 609 | 1.4408 | 2.3182 | 3.3285 | 4.9037
|  | 610 | #NAME? | 610 | 1.4442 | 2.3226 | 3.335 | 4.913
|  | 611 | #NAME? | 611 | 1.4476 | 2.327 | 3.3415 | 4.9223
|  | 612 | #NAME? | 612 | 1.451 | 2.3314 | 3.348 | 4.9316
|  | 613 | #NAME? | 613 | 1.4545 | 2.3358 | 3.3545 | 4.9409
|  | 614 | #NAME? | 614 | 1.4579 | 2.3402 | 3.361 | 4.9502
|  | 615 | #NAME? | 615 | 1.4613 | 2.3446 | 3.3675 | 4.9595
|  | 616 | #NAME? | 616 | 1.4647 | 2.349 | 3.374 | 4.9688
|  | 617 | #NAME? | 617 | 1.4681 | 2.3534 | 3.3805 | 4.9781
|  | 618 | #NAME? | 618 | 1.4716 | 2.3578 | 3.387 | 4.9874
|  | 619 | #NAME? | 619 | 1.475 | 2.3622 | 3.3935 | 4.9967
|  | 620 | #NAME? | 620 | 1.4784 | 2.3666 | 3.4 | 5.006
|  | 621 | #NAME? | 621 | 1.4818 | 2.371 | 3.4065 | 5.0153
|  | 622 | #NAME? | 622 | 1.4852 | 2.3753 | 3.413 | 5.0246
|  | 623 | #NAME? | 623 | 1.4887 | 2.3797 | 3.4195 | 5.0339
|  | 624 | #NAME? | 624 | 1.4921 | 2.3841 | 3.426 | 5.0432
|  | 625 | #NAME? | 625 | 1.4955 | 2.3885 | 3.4325 | 5.0525
|  | 626 | #NAME? | 626 | 1.4989 | 2.3929 | 3.439 | 5.0618
|  | 627 | #NAME? | 627 | 1.5023 | 2.3973 | 3.4455 | 5.0711
|  | 628 | #NAME? | 628 | 1.5058 | 2.4017 | 3.452 | 5.0804
|  | 629 | #NAME? | 629 | 1.5092 | 2.4061 | 3.4585 | 5.0897
|  | 630 | #NAME? | 630 | 1.5126 | 2.4105 | 3.465 | 5.099
|  | 631 | #NAME? | 631 | 1.516 | 2.4149 | 3.4715 | 5.1083
|  | 632 | #NAME? | 632 | 1.5194 | 2.4193 | 3.478 | 5.1176
|  | 633 | #NAME? | 633 | 1.5229 | 2.4237 | 3.4845 | 5.1269
|  | 634 | #NAME? | 634 | 1.5263 | 2.4281 | 3.491 | 5.1362
|  | 635 | #NAME? | 635 | 1.5297 | 2.4325 | 3.4975 | 5.1455
|  | 636 | #NAME? | 636 | 1.5331 | 2.4369 | 3.504 | 5.1548
|  | 637 | #NAME? | 637 | 1.5365 | 2.4413 | 3.5105 | 5.1641
|  | 638 | #NAME? | 638 | 1.54 | 2.4457 | 3.517 | 5.1734
|  | 639 | #NAME? | 639 | 1.5434 | 2.4501 | 3.5235 | 5.1827
|  | 640 | #NAME? | 640 | 1.5468 | 2.4545 | 3.53 | 5.192
|  | 641 | #NAME? | 641 | 1.5502 | 2.4589 | 3.5365 | 5.2013
|  | 642 | #NAME? | 642 | 1.5536 | 2.4633 | 3.543 | 5.2106
|  | 643 | #NAME? | 643 | 1.5571 | 2.4677 | 3.5495 | 5.2199
|  | 644 | #NAME? | 644 | 1.5605 | 2.4721 | 3.556 | 5.2292
|  | 645 | #NAME? | 645 | 1.5639 | 2.4765 | 3.5625 | 5.2385
|  | 646 | #NAME? | 646 | 1.5673 | 2.4809 | 3.569 | 5.2478
|  | 647 | #NAME? | 647 | 1.5707 | 2.4853 | 3.5755 | 5.2571
|  | 648 | #NAME? | 648 | 1.5742 | 2.4897 | 3.582 | 5.2664
|  | 649 | #NAME? | 649 | 1.5776 | 2.4941 | 3.5885 | 5.2757
|  | 650 | #NAME? | 650 | 1.581 | 2.4985 | 3.595 | 5.285
|  | 651 | #NAME? | 651 | 1.5844 | 2.5029 | 3.6015 | 5.2943
|  | 652 | #NAME? | 652 | 1.5878 | 2.5073 | 3.608 | 5.3036
|  | 653 | #NAME? | 653 | 1.5913 | 2.5117 | 3.6145 | 5.3129
|  | 654 | #NAME? | 654 | 1.5947 | 2.5161 | 3.621 | 5.3222
|  | 655 | #NAME? | 655 | 1.5981 | 2.5204 | 3.6275 | 5.3315
|  | 656 | #NAME? | 656 | 1.6015 | 2.5248 | 3.634 | 5.3408
|  | 657 | #NAME? | 657 | 1.6049 | 2.5292 | 3.6405 | 5.3501
|  | 658 | #NAME? | 658 | 1.6084 | 2.5336 | 3.647 | 5.3594
|  | 659 | #NAME? | 659 | 1.6118 | 2.538 | 3.6535 | 5.3687
|  | 660 | #NAME? | 660 | 1.6152 | 2.5424 | 3.66 | 5.378
|  | 661 | #NAME? | 661 | 1.6186 | 2.5468 | 3.6665 | 5.3873
|  | 662 | #NAME? | 662 | 1.622 | 2.5512 | 3.673 | 5.3966
|  | 663 | #NAME? | 663 | 1.6255 | 2.5556 | 3.6795 | 5.4059
|  | 664 | #NAME? | 664 | 1.6289 | 2.56 | 3.686 | 5.4152
|  | 665 | #NAME? | 665 | 1.6323 | 2.5644 | 3.6925 | 5.4245
|  | 666 | #NAME? | 666 | 1.6357 | 2.5688 | 3.699 | 5.4338
|  | 667 | #NAME? | 667 | 1.6391 | 2.5732 | 3.7055 | 5.4431
|  | 668 | #NAME? | 668 | 1.6426 | 2.5776 | 3.712 | 5.4524
|  | 669 | #NAME? | 669 | 1.646 | 2.582 | 3.7185 | 5.4617
|  | 670 | #NAME? | 670 | 1.6494 | 2.5864 | 3.725 | 5.471
|  | 671 | #NAME? | 671 | 1.6528 | 2.5908 | 3.7315 | 5.4803
|  | 672 | #NAME? | 672 | 1.6562 | 2.5952 | 3.738 | 5.4896
|  | 673 | #NAME? | 673 | 1.6597 | 2.5996 | 3.7445 | 5.4989
|  | 674 | #NAME? | 674 | 1.6631 | 2.604 | 3.751 | 5.5082
|  | 675 | #NAME? | 675 | 1.6665 | 2.6084 | 3.7575 | 5.5175
|  | 676 | #NAME? | 676 | 1.6699 | 2.6128 | 3.764 | 5.5268
|  | 677 | #NAME? | 677 | 1.6733 | 2.6172 | 3.7705 | 5.5361
|  | 678 | #NAME? | 678 | 1.6768 | 2.6216 | 3.777 | 5.5454
|  | 679 | #NAME? | 679 | 1.6802 | 2.626 | 3.7835 | 5.5547
|  | 680 | #NAME? | 680 | 1.6836 | 2.6304 | 3.79 | 5.564
|  | 681 | #NAME? | 681 | 1.687 | 2.6348 | 3.7965 | 5.5733
|  | 682 | #NAME? | 682 | 1.6904 | 2.6392 | 3.803 | 5.5826
|  | 683 | #NAME? | 683 | 1.6939 | 2.6436 | 3.8095 | 5.5919
|  | 684 | #NAME? | 684 | 1.6973 | 2.648 | 3.816 | 5.6012
|  | 685 | #NAME? | 685 | 1.7007 | 2.6524 | 3.8225 | 5.6105
|  | 686 | #NAME? | 686 | 1.7041 | 2.6568 | 3.829 | 5.6198
|  | 687 | #NAME? | 687 | 1.7075 | 2.6612 | 3.8355 | 5.6291
|  | 688 | #NAME? | 688 | 1.711 | 2.6655 | 3.842 | 5.6384
|  | 689 | #NAME? | 689 | 1.7144 | 2.6699 | 3.8485 | 5.6477
|  | 690 | #NAME? | 690 | 1.7178 | 2.6743 | 3.855 | 5.657
|  | 691 | #NAME? | 691 | 1.7212 | 2.6787 | 3.8615 | 5.6663
|  | 692 | #NAME? | 692 | 1.7246 | 2.6831 | 3.868 | 5.6756
|  | 693 | #NAME? | 693 | 1.7281 | 2.6875 | 3.8745 | 5.6849
|  | 694 | #NAME? | 694 | 1.7315 | 2.6919 | 3.881 | 5.6942
|  | 695 | #NAME? | 695 | 1.7349 | 2.6963 | 3.8875 | 5.7035
|  | 696 | #NAME? | 696 | 1.7383 | 2.7007 | 3.894 | 5.7128
|  | 697 | #NAME? | 697 | 1.7417 | 2.7051 | 3.9005 | 5.7221
|  | 698 | #NAME? | 698 | 1.7452 | 2.7095 | 3.907 | 5.7314
|  | 699 | #NAME? | 699 | 1.7486 | 2.7139 | 3.9135 | 5.7407
|  | 700 | #NAME? | 700 | 1.752 | 2.7183 | 3.92 | 5.75
|  | 701 | #NAME? | 701 | 1.7564 | 2.723 | 3.9268 | 5.7596
|  | 702 | #NAME? | 702 | 1.7608 | 2.7277 | 3.9336 | 5.7692
|  | 703 | #NAME? | 703 | 1.7651 | 2.7324 | 3.9404 | 5.7788
|  | 704 | #NAME? | 704 | 1.7695 | 2.7371 | 3.9472 | 5.7884
|  | 705 | #NAME? | 705 | 1.7739 | 2.7418 | 3.954 | 5.798
|  | 706 | #NAME? | 706 | 1.7783 | 2.7465 | 3.9608 | 5.8076
|  | 707 | #NAME? | 707 | 1.7827 | 2.7511 | 3.9676 | 5.8172
|  | 708 | #NAME? | 708 | 1.787 | 2.7558 | 3.9744 | 5.8268
|  | 709 | #NAME? | 709 | 1.7914 | 2.7605 | 3.9812 | 5.8364
|  | 710 | #NAME? | 710 | 1.7958 | 2.7652 | 3.988 | 5.846
|  | 711 | #NAME? | 711 | 1.8002 | 2.7699 | 3.9948 | 5.8556
|  | 712 | #NAME? | 712 | 1.8046 | 2.7746 | 4.0016 | 5.8652
|  | 713 | #NAME? | 713 | 1.8089 | 2.7793 | 4.0084 | 5.8748
|  | 714 | #NAME? | 714 | 1.8133 | 2.784 | 4.0152 | 5.8844
|  | 715 | #NAME? | 715 | 1.8177 | 2.7887 | 4.022 | 5.894
|  | 716 | #NAME? | 716 | 1.8221 | 2.7934 | 4.0288 | 5.9036
|  | 717 | #NAME? | 717 | 1.8265 | 2.7981 | 4.0356 | 5.9132
|  | 718 | #NAME? | 718 | 1.8308 | 2.8027 | 4.0424 | 5.9228
|  | 719 | #NAME? | 719 | 1.8352 | 2.8074 | 4.0492 | 5.9324
|  | 720 | #NAME? | 720 | 1.8396 | 2.8121 | 4.056 | 5.942
|  | 721 | #NAME? | 721 | 1.844 | 2.8168 | 4.0628 | 5.9516
|  | 722 | #NAME? | 722 | 1.8484 | 2.8215 | 4.0696 | 5.9612
|  | 723 | #NAME? | 723 | 1.8527 | 2.8262 | 4.0764 | 5.9708
|  | 724 | #NAME? | 724 | 1.8571 | 2.8309 | 4.0832 | 5.9804
|  | 725 | #NAME? | 725 | 1.8615 | 2.8356 | 4.09 | 5.99
|  | 726 | #NAME? | 726 | 1.8659 | 2.8403 | 4.0968 | 5.9996
|  | 727 | #NAME? | 727 | 1.8703 | 2.845 | 4.1036 | 6.0092
|  | 728 | #NAME? | 728 | 1.8746 | 2.8496 | 4.1104 | 6.0188
|  | 729 | #NAME? | 729 | 1.879 | 2.8543 | 4.1172 | 6.0284
|  | 730 | #NAME? | 730 | 1.8834 | 2.859 | 4.124 | 6.038
|  | 731 | #NAME? | 731 | 1.8878 | 2.8637 | 4.1308 | 6.0476
|  | 732 | #NAME? | 732 | 1.8922 | 2.8684 | 4.1376 | 6.0572
|  | 733 | #NAME? | 733 | 1.8965 | 2.8731 | 4.1444 | 6.0668
|  | 734 | #NAME? | 734 | 1.9009 | 2.8778 | 4.1512 | 6.0764
|  | 735 | #NAME? | 735 | 1.9053 | 2.8825 | 4.158 | 6.086
|  | 736 | #NAME? | 736 | 1.9097 | 2.8872 | 4.1648 | 6.0956
|  | 737 | #NAME? | 737 | 1.9141 | 2.8919 | 4.1716 | 6.1052
|  | 738 | #NAME? | 738 | 1.9184 | 2.8966 | 4.1784 | 6.1148
|  | 739 | #NAME? | 739 | 1.9228 | 2.9012 | 4.1852 | 6.1244
|  | 740 | #NAME? | 740 | 1.9272 | 2.9059 | 4.192 | 6.134
|  | 741 | #NAME? | 741 | 1.9316 | 2.9106 | 4.1988 | 6.1436
|  | 742 | #NAME? | 742 | 1.936 | 2.9153 | 4.2056 | 6.1532
|  | 743 | #NAME? | 743 | 1.9403 | 2.92 | 4.2124 | 6.1628
|  | 744 | #NAME? | 744 | 1.9447 | 2.9247 | 4.2192 | 6.1724
|  | 745 | #NAME? | 745 | 1.9491 | 2.9294 | 4.226 | 6.182
|  | 746 | #NAME? | 746 | 1.9535 | 2.9341 | 4.2328 | 6.1916
|  | 747 | #NAME? | 747 | 1.9579 | 2.9388 | 4.2396 | 6.2012
|  | 748 | #NAME? | 748 | 1.9622 | 2.9435 | 4.2464 | 6.2108
|  | 749 | #NAME? | 749 | 1.9666 | 2.9482 | 4.2532 | 6.2204
|  | 750 | #NAME? | 750 | 1.971 | 2.9528 | 4.26 | 6.23
|  | 751 | #NAME? | 751 | 1.9754 | 2.9575 | 4.2668 | 6.2396
|  | 752 | #NAME? | 752 | 1.9798 | 2.9622 | 4.2736 | 6.2492
|  | 753 | #NAME? | 753 | 1.9841 | 2.9669 | 4.2804 | 6.2588
|  | 754 | #NAME? | 754 | 1.9885 | 2.9716 | 4.2872 | 6.2684
|  | 755 | #NAME? | 755 | 1.9929 | 2.9763 | 4.294 | 6.278
|  | 756 | #NAME? | 756 | 1.9973 | 2.981 | 4.3008 | 6.2876
|  | 757 | #NAME? | 757 | 2.0017 | 2.9857 | 4.3076 | 6.2972
|  | 758 | #NAME? | 758 | 2.006 | 2.9904 | 4.3144 | 6.3068
|  | 759 | #NAME? | 759 | 2.0104 | 2.9951 | 4.3212 | 6.3164
|  | 760 | #NAME? | 760 | 2.0148 | 2.9997 | 4.328 | 6.326
|  | 761 | #NAME? | 761 | 2.0192 | 3.0044 | 4.3348 | 6.3356
|  | 762 | #NAME? | 762 | 2.0236 | 3.0091 | 4.3416 | 6.3452
|  | 763 | #NAME? | 763 | 2.0279 | 3.0138 | 4.3484 | 6.3548
|  | 764 | #NAME? | 764 | 2.0323 | 3.0185 | 4.3552 | 6.3644
|  | 765 | #NAME? | 765 | 2.0367 | 3.0232 | 4.362 | 6.374
|  | 766 | #NAME? | 766 | 2.0411 | 3.0279 | 4.3688 | 6.3836
|  | 767 | #NAME? | 767 | 2.0455 | 3.0326 | 4.3756 | 6.3932
|  | 768 | #NAME? | 768 | 2.0498 | 3.0373 | 4.3824 | 6.4028
|  | 769 | #NAME? | 769 | 2.0542 | 3.042 | 4.3892 | 6.4124
|  | 770 | #NAME? | 770 | 2.0586 | 3.0467 | 4.396 | 6.422
|  | 771 | #NAME? | 771 | 2.063 | 3.0513 | 4.4028 | 6.4316
|  | 772 | #NAME? | 772 | 2.0674 | 3.056 | 4.4096 | 6.4412
|  | 773 | #NAME? | 773 | 2.0717 | 3.0607 | 4.4164 | 6.4508
|  | 774 | #NAME? | 774 | 2.0761 | 3.0654 | 4.4232 | 6.4604
|  | 775 | #NAME? | 775 | 2.0805 | 3.0701 | 4.43 | 6.47
|  | 776 | #NAME? | 776 | 2.0849 | 3.0748 | 4.4368 | 6.4796
|  | 777 | #NAME? | 777 | 2.0893 | 3.0795 | 4.4436 | 6.4892
|  | 778 | #NAME? | 778 | 2.0936 | 3.0842 | 4.4504 | 6.4988
|  | 779 | #NAME? | 779 | 2.098 | 3.0889 | 4.4572 | 6.5084
|  | 780 | #NAME? | 780 | 2.1024 | 3.0936 | 4.464 | 6.518
|  | 781 | #NAME? | 781 | 2.1068 | 3.0983 | 4.4708 | 6.5276
|  | 782 | #NAME? | 782 | 2.1112 | 3.1029 | 4.4776 | 6.5372
|  | 783 | #NAME? | 783 | 2.1155 | 3.1076 | 4.4844 | 6.5468
|  | 784 | #NAME? | 784 | 2.1199 | 3.1123 | 4.4912 | 6.5564
|  | 785 | #NAME? | 785 | 2.1243 | 3.117 | 4.498 | 6.566
|  | 786 | #NAME? | 786 | 2.1287 | 3.1217 | 4.5048 | 6.5756
|  | 787 | #NAME? | 787 | 2.1331 | 3.1264 | 4.5116 | 6.5852
|  | 788 | #NAME? | 788 | 2.1374 | 3.1311 | 4.5184 | 6.5948
|  | 789 | #NAME? | 789 | 2.1418 | 3.1358 | 4.5252 | 6.6044
|  | 790 | #NAME? | 790 | 2.1462 | 3.1405 | 4.532 | 6.614
|  | 791 | #NAME? | 791 | 2.1506 | 3.1452 | 4.5388 | 6.6236
|  | 792 | #NAME? | 792 | 2.155 | 3.1498 | 4.5456 | 6.6332
|  | 793 | #NAME? | 793 | 2.1593 | 3.1545 | 4.5524 | 6.6428
|  | 794 | #NAME? | 794 | 2.1637 | 3.1592 | 4.5592 | 6.6524
|  | 795 | #NAME? | 795 | 2.1681 | 3.1639 | 4.566 | 6.662
|  | 796 | #NAME? | 796 | 2.1725 | 3.1686 | 4.5728 | 6.6716
|  | 797 | #NAME? | 797 | 2.1769 | 3.1733 | 4.5796 | 6.6812
|  | 798 | #NAME? | 798 | 2.1812 | 3.178 | 4.5864 | 6.6908
|  | 799 | #NAME? | 799 | 2.1856 | 3.1827 | 4.5932 | 6.7004
|  | 800 | #NAME? | 800 | 2.19 | 3.1874 | 4.6 | 6.71
|  | 801 | #NAME? | 801 | 2.1953 | 3.1925 | 4.6075 | 6.7209
|  | 802 | #NAME? | 802 | 2.2006 | 3.1976 | 4.615 | 6.7318
|  | 803 | #NAME? | 803 | 2.2059 | 3.2027 | 4.6225 | 6.7427
|  | 804 | #NAME? | 804 | 2.2112 | 3.2078 | 4.63 | 6.7536
|  | 805 | #NAME? | 805 | 2.2165 | 3.2129 | 4.6375 | 6.7645
|  | 806 | #NAME? | 806 | 2.2218 | 3.218 | 4.645 | 6.7754
|  | 807 | #NAME? | 807 | 2.2271 | 3.2231 | 4.6525 | 6.7863
|  | 808 | #NAME? | 808 | 2.2324 | 3.2282 | 4.66 | 6.7972
|  | 809 | #NAME? | 809 | 2.2377 | 3.2333 | 4.6675 | 6.8081
|  | 810 | #NAME? | 810 | 2.243 | 3.2384 | 4.675 | 6.819
|  | 811 | #NAME? | 811 | 2.2483 | 3.2435 | 4.6825 | 6.8299
|  | 812 | #NAME? | 812 | 2.2536 | 3.2486 | 4.69 | 6.8408
|  | 813 | #NAME? | 813 | 2.2589 | 3.2537 | 4.6975 | 6.8517
|  | 814 | #NAME? | 814 | 2.2642 | 3.2588 | 4.705 | 6.8626
|  | 815 | #NAME? | 815 | 2.2695 | 3.2639 | 4.7125 | 6.8735
|  | 816 | #NAME? | 816 | 2.2748 | 3.269 | 4.72 | 6.8844
|  | 817 | #NAME? | 817 | 2.2801 | 3.2741 | 4.7275 | 6.8953
|  | 818 | #NAME? | 818 | 2.2854 | 3.2792 | 4.735 | 6.9062
|  | 819 | #NAME? | 819 | 2.2907 | 3.2843 | 4.7425 | 6.9171
|  | 820 | #NAME? | 820 | 2.296 | 3.2894 | 4.75 | 6.928
|  | 821 | #NAME? | 821 | 2.3013 | 3.2945 | 4.7575 | 6.9389
|  | 822 | #NAME? | 822 | 2.3066 | 3.2996 | 4.765 | 6.9498
|  | 823 | #NAME? | 823 | 2.3119 | 3.3047 | 4.7725 | 6.9607
|  | 824 | #NAME? | 824 | 2.3172 | 3.3098 | 4.78 | 6.9716
|  | 825 | #NAME? | 825 | 2.3225 | 3.3149 | 4.7875 | 6.9825
|  | 826 | #NAME? | 826 | 2.3278 | 3.32 | 4.795 | 6.9934
|  | 827 | #NAME? | 827 | 2.3331 | 3.3251 | 4.8025 | 7.0043
|  | 828 | #NAME? | 828 | 2.3384 | 3.3302 | 4.81 | 7.0152
|  | 829 | #NAME? | 829 | 2.3437 | 3.3353 | 4.8175 | 7.0261
|  | 830 | #NAME? | 830 | 2.349 | 3.3404 | 4.825 | 7.037
|  | 831 | #NAME? | 831 | 2.3543 | 3.3455 | 4.8325 | 7.0479
|  | 832 | #NAME? | 832 | 2.3596 | 3.3506 | 4.84 | 7.0588
|  | 833 | #NAME? | 833 | 2.3649 | 3.3557 | 4.8475 | 7.0697
|  | 834 | #NAME? | 834 | 2.3702 | 3.3608 | 4.855 | 7.0806
|  | 835 | #NAME? | 835 | 2.3755 | 3.3659 | 4.8625 | 7.0915
|  | 836 | #NAME? | 836 | 2.3808 | 3.371 | 4.87 | 7.1024
|  | 837 | #NAME? | 837 | 2.3861 | 3.3761 | 4.8775 | 7.1133
|  | 838 | #NAME? | 838 | 2.3914 | 3.3812 | 4.885 | 7.1242
|  | 839 | #NAME? | 839 | 2.3967 | 3.3863 | 4.8925 | 7.1351
|  | 840 | #NAME? | 840 | 2.402 | 3.3914 | 4.9 | 7.146
|  | 841 | #NAME? | 841 | 2.4073 | 3.3965 | 4.9075 | 7.1569
|  | 842 | #NAME? | 842 | 2.4126 | 3.4016 | 4.915 | 7.1678
|  | 843 | #NAME? | 843 | 2.4179 | 3.4066 | 4.9225 | 7.1787
|  | 844 | #NAME? | 844 | 2.4232 | 3.4117 | 4.93 | 7.1896
|  | 845 | #NAME? | 845 | 2.4285 | 3.4168 | 4.9375 | 7.2005
|  | 846 | #NAME? | 846 | 2.4338 | 3.4219 | 4.945 | 7.2114
|  | 847 | #NAME? | 847 | 2.4391 | 3.427 | 4.9525 | 7.2223
|  | 848 | #NAME? | 848 | 2.4444 | 3.4321 | 4.96 | 7.2332
|  | 849 | #NAME? | 849 | 2.4497 | 3.4372 | 4.9675 | 7.2441
|  | 850 | #NAME? | 850 | 2.455 | 3.4423 | 4.975 | 7.255
|  | 851 | #NAME? | 851 | 2.4603 | 3.4474 | 4.9825 | 7.2659
|  | 852 | #NAME? | 852 | 2.4656 | 3.4525 | 4.99 | 7.2768
|  | 853 | #NAME? | 853 | 2.4709 | 3.4576 | 4.9975 | 7.2877
|  | 854 | #NAME? | 854 | 2.4762 | 3.4627 | 5.005 | 7.2986
|  | 855 | #NAME? | 855 | 2.4815 | 3.4678 | 5.0125 | 7.3095
|  | 856 | #NAME? | 856 | 2.4868 | 3.4729 | 5.02 | 7.3204
|  | 857 | #NAME? | 857 | 2.4921 | 3.478 | 5.0275 | 7.3313
|  | 858 | #NAME? | 858 | 2.4974 | 3.4831 | 5.035 | 7.3422
|  | 859 | #NAME? | 859 | 2.5027 | 3.4882 | 5.0425 | 7.3531
|  | 860 | #NAME? | 860 | 2.508 | 3.4933 | 5.05 | 7.364
|  | 861 | #NAME? | 861 | 2.5133 | 3.4984 | 5.0575 | 7.3749
|  | 862 | #NAME? | 862 | 2.5186 | 3.5035 | 5.065 | 7.3858
|  | 863 | #NAME? | 863 | 2.5239 | 3.5086 | 5.0725 | 7.3967
|  | 864 | #NAME? | 864 | 2.5292 | 3.5137 | 5.08 | 7.4076
|  | 865 | #NAME? | 865 | 2.5345 | 3.5188 | 5.0875 | 7.4185
|  | 866 | #NAME? | 866 | 2.5398 | 3.5239 | 5.095 | 7.4294
|  | 867 | #NAME? | 867 | 2.5451 | 3.529 | 5.1025 | 7.4403
|  | 868 | #NAME? | 868 | 2.5504 | 3.5341 | 5.11 | 7.4512
|  | 869 | #NAME? | 869 | 2.5557 | 3.5392 | 5.1175 | 7.4621
|  | 870 | #NAME? | 870 | 2.561 | 3.5443 | 5.125 | 7.473
|  | 871 | #NAME? | 871 | 2.5663 | 3.5494 | 5.1325 | 7.4839
|  | 872 | #NAME? | 872 | 2.5716 | 3.5545 | 5.14 | 7.4948
|  | 873 | #NAME? | 873 | 2.5769 | 3.5596 | 5.1475 | 7.5057
|  | 874 | #NAME? | 874 | 2.5822 | 3.5647 | 5.155 | 7.5166
|  | 875 | #NAME? | 875 | 2.5875 | 3.5698 | 5.1625 | 7.5275
|  | 876 | #NAME? | 876 | 2.5928 | 3.5749 | 5.17 | 7.5384
|  | 877 | #NAME? | 877 | 2.5981 | 3.58 | 5.1775 | 7.5493
|  | 878 | #NAME? | 878 | 2.6034 | 3.5851 | 5.185 | 7.5602
|  | 879 | #NAME? | 879 | 2.6087 | 3.5902 | 5.1925 | 7.5711
|  | 880 | #NAME? | 880 | 2.614 | 3.5953 | 5.2 | 7.582
|  | 881 | #NAME? | 881 | 2.6193 | 3.6004 | 5.2075 | 7.5929
|  | 882 | #NAME? | 882 | 2.6246 | 3.6055 | 5.215 | 7.6038
|  | 883 | #NAME? | 883 | 2.6299 | 3.6106 | 5.2225 | 7.6147
|  | 884 | #NAME? | 884 | 2.6352 | 3.6157 | 5.23 | 7.6256
|  | 885 | #NAME? | 885 | 2.6405 | 3.6208 | 5.2375 | 7.6365
|  | 886 | #NAME? | 886 | 2.6458 | 3.6259 | 5.245 | 7.6474
|  | 887 | #NAME? | 887 | 2.6511 | 3.631 | 5.2525 | 7.6583
|  | 888 | #NAME? | 888 | 2.6564 | 3.6361 | 5.26 | 7.6692
|  | 889 | #NAME? | 889 | 2.6617 | 3.6412 | 5.2675 | 7.6801
|  | 890 | #NAME? | 890 | 2.667 | 3.6463 | 5.275 | 7.691
|  | 891 | #NAME? | 891 | 2.6723 | 3.6514 | 5.2825 | 7.7019
|  | 892 | #NAME? | 892 | 2.6776 | 3.6565 | 5.29 | 7.7128
|  | 893 | #NAME? | 893 | 2.6829 | 3.6616 | 5.2975 | 7.7237
|  | 894 | #NAME? | 894 | 2.6882 | 3.6667 | 5.305 | 7.7346
|  | 895 | #NAME? | 895 | 2.6935 | 3.6718 | 5.3125 | 7.7455
|  | 896 | #NAME? | 896 | 2.6988 | 3.6769 | 5.32 | 7.7564
|  | 897 | #NAME? | 897 | 2.7041 | 3.682 | 5.3275 | 7.7673
|  | 898 | #NAME? | 898 | 2.7094 | 3.6871 | 5.335 | 7.7782
|  | 899 | #NAME? | 899 | 2.7147 | 3.6922 | 5.3425 | 7.7891
|  | 900 | #NAME? | 900 | 2.72 | 3.6973 | 5.35 | 7.8
|  | 901 | #NAME? | 901 | 2.7265 | 3.7027 | 5.3587 | 7.8127
|  | 902 | #NAME? | 902 | 2.733 | 3.7081 | 5.3674 | 7.8254
|  | 903 | #NAME? | 903 | 2.7395 | 3.7136 | 5.3761 | 7.8381
|  | 904 | #NAME? | 904 | 2.746 | 3.719 | 5.3848 | 7.8508
|  | 905 | #NAME? | 905 | 2.7525 | 3.7244 | 5.3935 | 7.8635
|  | 906 | #NAME? | 906 | 2.759 | 3.7298 | 5.4022 | 7.8762
|  | 907 | #NAME? | 907 | 2.7655 | 3.7352 | 5.4109 | 7.8889
|  | 908 | #NAME? | 908 | 2.772 | 3.7406 | 5.4196 | 7.9016
|  | 909 | #NAME? | 909 | 2.7785 | 3.746 | 5.4283 | 7.9143
|  | 910 | #NAME? | 910 | 2.785 | 3.7515 | 5.437 | 7.927
|  | 911 | #NAME? | 911 | 2.7915 | 3.7569 | 5.4457 | 7.9397
|  | 912 | #NAME? | 912 | 2.798 | 3.7623 | 5.4544 | 7.9524
|  | 913 | #NAME? | 913 | 2.8045 | 3.7677 | 5.4631 | 7.9651
|  | 914 | #NAME? | 914 | 2.811 | 3.7731 | 5.4718 | 7.9778
|  | 915 | #NAME? | 915 | 2.8175 | 3.7785 | 5.4805 | 7.9905
|  | 916 | #NAME? | 916 | 2.824 | 3.7839 | 5.4892 | 8.0032
|  | 917 | #NAME? | 917 | 2.8305 | 3.7893 | 5.4979 | 8.0159
|  | 918 | #NAME? | 918 | 2.837 | 3.7948 | 5.5066 | 8.0286
|  | 919 | #NAME? | 919 | 2.8435 | 3.8002 | 5.5153 | 8.0413
|  | 920 | #NAME? | 920 | 2.85 | 3.8056 | 5.524 | 8.054
|  | 921 | #NAME? | 921 | 2.8565 | 3.811 | 5.5327 | 8.0667
|  | 922 | #NAME? | 922 | 2.863 | 3.8164 | 5.5414 | 8.0794
|  | 923 | #NAME? | 923 | 2.8695 | 3.8218 | 5.5501 | 8.0921
|  | 924 | #NAME? | 924 | 2.876 | 3.8272 | 5.5588 | 8.1048
|  | 925 | #NAME? | 925 | 2.8825 | 3.8327 | 5.5675 | 8.1175
|  | 926 | #NAME? | 926 | 2.889 | 3.8381 | 5.5762 | 8.1302
|  | 927 | #NAME? | 927 | 2.8955 | 3.8435 | 5.5849 | 8.1429
|  | 928 | #NAME? | 928 | 2.902 | 3.8489 | 5.5936 | 8.1556
|  | 929 | #NAME? | 929 | 2.9085 | 3.8543 | 5.6023 | 8.1683
|  | 930 | #NAME? | 930 | 2.915 | 3.8597 | 5.611 | 8.181
|  | 931 | #NAME? | 931 | 2.9215 | 3.8651 | 5.6197 | 8.1937
|  | 932 | #NAME? | 932 | 2.928 | 3.8705 | 5.6284 | 8.2064
|  | 933 | #NAME? | 933 | 2.9345 | 3.876 | 5.6371 | 8.2191
|  | 934 | #NAME? | 934 | 2.941 | 3.8814 | 5.6458 | 8.2318
|  | 935 | #NAME? | 935 | 2.9475 | 3.8868 | 5.6545 | 8.2445
|  | 936 | #NAME? | 936 | 2.954 | 3.8922 | 5.6632 | 8.2572
|  | 937 | #NAME? | 937 | 2.9605 | 3.8976 | 5.6719 | 8.2699
|  | 938 | #NAME? | 938 | 2.967 | 3.903 | 5.6806 | 8.2826
|  | 939 | #NAME? | 939 | 2.9735 | 3.9084 | 5.6893 | 8.2953
|  | 940 | #NAME? | 940 | 2.98 | 3.9139 | 5.698 | 8.308
|  | 941 | #NAME? | 941 | 2.9865 | 3.9193 | 5.7067 | 8.3207
|  | 942 | #NAME? | 942 | 2.993 | 3.9247 | 5.7154 | 8.3334
|  | 943 | #NAME? | 943 | 2.9995 | 3.9301 | 5.7241 | 8.3461
|  | 944 | #NAME? | 944 | 3.006 | 3.9355 | 5.7328 | 8.3588
|  | 945 | #NAME? | 945 | 3.0125 | 3.9409 | 5.7415 | 8.3715
|  | 946 | #NAME? | 946 | 3.019 | 3.9463 | 5.7502 | 8.3842
|  | 947 | #NAME? | 947 | 3.0255 | 3.9518 | 5.7589 | 8.3969
|  | 948 | #NAME? | 948 | 3.032 | 3.9572 | 5.7676 | 8.4096
|  | 949 | #NAME? | 949 | 3.0385 | 3.9626 | 5.7763 | 8.4223
|  | 950 | #NAME? | 950 | 3.045 | 3.968 | 5.785 | 8.435
|  | 951 | #NAME? | 951 | 3.0515 | 3.9734 | 5.7937 | 8.4477
|  | 952 | #NAME? | 952 | 3.058 | 3.9788 | 5.8024 | 8.4604
|  | 953 | #NAME? | 953 | 3.0645 | 3.9842 | 5.8111 | 8.4731
|  | 954 | #NAME? | 954 | 3.071 | 3.9896 | 5.8198 | 8.4858
|  | 955 | #NAME? | 955 | 3.0775 | 3.9951 | 5.8285 | 8.4985
|  | 956 | #NAME? | 956 | 3.084 | 4.0005 | 5.8372 | 8.5112
|  | 957 | #NAME? | 957 | 3.0905 | 4.0059 | 5.8459 | 8.5239
|  | 958 | #NAME? | 958 | 3.097 | 4.0113 | 5.8546 | 8.5366
|  | 959 | #NAME? | 959 | 3.1035 | 4.0167 | 5.8633 | 8.5493
|  | 960 | #NAME? | 960 | 3.11 | 4.0221 | 5.872 | 8.562
|  | 961 | #NAME? | 961 | 3.1165 | 4.0275 | 5.8807 | 8.5747
|  | 962 | #NAME? | 962 | 3.123 | 4.033 | 5.8894 | 8.5874
|  | 963 | #NAME? | 963 | 3.1295 | 4.0384 | 5.8981 | 8.6001
|  | 964 | #NAME? | 964 | 3.136 | 4.0438 | 5.9068 | 8.6128
|  | 965 | #NAME? | 965 | 3.1425 | 4.0492 | 5.9155 | 8.6255
|  | 966 | #NAME? | 966 | 3.149 | 4.0546 | 5.9242 | 8.6382
|  | 967 | #NAME? | 967 | 3.1555 | 4.06 | 5.9329 | 8.6509
|  | 968 | #NAME? | 968 | 3.162 | 4.0654 | 5.9416 | 8.6636
|  | 969 | #NAME? | 969 | 3.1685 | 4.0708 | 5.9503 | 8.6763
|  | 970 | #NAME? | 970 | 3.175 | 4.0763 | 5.959 | 8.689
|  | 971 | #NAME? | 971 | 3.1815 | 4.0817 | 5.9677 | 8.7017
|  | 972 | #NAME? | 972 | 3.188 | 4.0871 | 5.9764 | 8.7144
|  | 973 | #NAME? | 973 | 3.1945 | 4.0925 | 5.9851 | 8.7271
|  | 974 | #NAME? | 974 | 3.201 | 4.0979 | 5.9938 | 8.7398
|  | 975 | #NAME? | 975 | 3.2075 | 4.1033 | 6.0025 | 8.7525
|  | 976 | #NAME? | 976 | 3.214 | 4.1087 | 6.0112 | 8.7652
|  | 977 | #NAME? | 977 | 3.2205 | 4.1142 | 6.0199 | 8.7779
|  | 978 | #NAME? | 978 | 3.227 | 4.1196 | 6.0286 | 8.7906
|  | 979 | #NAME? | 979 | 3.2335 | 4.125 | 6.0373 | 8.8033
|  | 980 | #NAME? | 980 | 3.24 | 4.1304 | 6.046 | 8.816
|  | 981 | #NAME? | 981 | 3.2465 | 4.1358 | 6.0547 | 8.8287
|  | 982 | #NAME? | 982 | 3.253 | 4.1412 | 6.0634 | 8.8414
|  | 983 | #NAME? | 983 | 3.2595 | 4.1466 | 6.0721 | 8.8541
|  | 984 | #NAME? | 984 | 3.266 | 4.1521 | 6.0808 | 8.8668
|  | 985 | #NAME? | 985 | 3.2725 | 4.1575 | 6.0895 | 8.8795
|  | 986 | #NAME? | 986 | 3.279 | 4.1629 | 6.0982 | 8.8922
|  | 987 | #NAME? | 987 | 3.2855 | 4.1683 | 6.1069 | 8.9049
|  | 988 | #NAME? | 988 | 3.292 | 4.1737 | 6.1156 | 8.9176
|  | 989 | #NAME? | 989 | 3.2985 | 4.1791 | 6.1243 | 8.9303
|  | 990 | #NAME? | 990 | 3.305 | 4.1845 | 6.133 | 8.943
|  | 991 | #NAME? | 991 | 3.3115 | 4.1899 | 6.1417 | 8.9557
|  | 992 | #NAME? | 992 | 3.318 | 4.1954 | 6.1504 | 8.9684
|  | 993 | #NAME? | 993 | 3.3245 | 4.2008 | 6.1591 | 8.9811
|  | 994 | #NAME? | 994 | 3.331 | 4.2062 | 6.1678 | 8.9938
|  | 995 | #NAME? | 995 | 3.3375 | 4.2116 | 6.1765 | 9.0065
|  | 996 | #NAME? | 996 | 3.344 | 4.217 | 6.1852 | 9.0192
|  | 997 | #NAME? | 997 | 3.3505 | 4.2224 | 6.1939 | 9.0319
|  | 998 | #NAME? | 998 | 3.357 | 4.2278 | 6.2026 | 9.0446
|  | 999 | #NAME? | 999 | 3.3635 | 4.2333 | 6.2113 | 9.0573
|  | 1000 | #NAME? | 1000 | 3.37 | 4.2387 | 6.22 | 9.07
|  | 1001 | #NAME? | 1001 | 3.3778 | 4.2453 | 6.2302 | 9.0842
|  | 1002 | #NAME? | 1002 | 3.3856 | 4.2518 | 6.2404 | 9.0984
|  | 1003 | #NAME? | 1003 | 3.3934 | 4.2584 | 6.2506 | 9.1126
|  | 1004 | #NAME? | 1004 | 3.4012 | 4.265 | 6.2608 | 9.1268
|  | 1005 | #NAME? | 1005 | 3.409 | 4.2716 | 6.271 | 9.141
|  | 1006 | #NAME? | 1006 | 3.4168 | 4.2782 | 6.2812 | 9.1552
|  | 1007 | #NAME? | 1007 | 3.4246 | 4.2848 | 6.2914 | 9.1694
|  | 1008 | #NAME? | 1008 | 3.4324 | 4.2914 | 6.3016 | 9.1836
|  | 1009 | #NAME? | 1009 | 3.4402 | 4.2979 | 6.3118 | 9.1978
|  | 1010 | #NAME? | 1010 | 3.448 | 4.3045 | 6.322 | 9.212
|  | 1011 | #NAME? | 1011 | 3.4558 | 4.3111 | 6.3322 | 9.2262
|  | 1012 | #NAME? | 1012 | 3.4636 | 4.3177 | 6.3424 | 9.2404
|  | 1013 | #NAME? | 1013 | 3.4714 | 4.3243 | 6.3526 | 9.2546
|  | 1014 | #NAME? | 1014 | 3.4792 | 4.3309 | 6.3628 | 9.2688
|  | 1015 | #NAME? | 1015 | 3.487 | 4.3375 | 6.373 | 9.283
|  | 1016 | #NAME? | 1016 | 3.4948 | 4.3441 | 6.3832 | 9.2972
|  | 1017 | #NAME? | 1017 | 3.5026 | 4.3506 | 6.3934 | 9.3114
|  | 1018 | #NAME? | 1018 | 3.5104 | 4.3572 | 6.4036 | 9.3256
|  | 1019 | #NAME? | 1019 | 3.5182 | 4.3638 | 6.4138 | 9.3398
|  | 1020 | #NAME? | 1020 | 3.526 | 4.3704 | 6.424 | 9.354
|  | 1021 | #NAME? | 1021 | 3.5338 | 4.377 | 6.4342 | 9.3682
|  | 1022 | #NAME? | 1022 | 3.5416 | 4.3836 | 6.4444 | 9.3824
|  | 1023 | #NAME? | 1023 | 3.5494 | 4.3902 | 6.4546 | 9.3966
|  | 1024 | #NAME? | 1024 | 3.5572 | 4.3967 | 6.4648 | 9.4108
|  | 1025 | #NAME? | 1025 | 3.565 | 4.4033 | 6.475 | 9.425
|  | 1026 | #NAME? | 1026 | 3.5728 | 4.4099 | 6.4852 | 9.4392
|  | 1027 | #NAME? | 1027 | 3.5806 | 4.4165 | 6.4954 | 9.4534
|  | 1028 | #NAME? | 1028 | 3.5884 | 4.4231 | 6.5056 | 9.4676
|  | 1029 | #NAME? | 1029 | 3.5962 | 4.4297 | 6.5158 | 9.4818
|  | 1030 | #NAME? | 1030 | 3.604 | 4.4363 | 6.526 | 9.496
|  | 1031 | #NAME? | 1031 | 3.6118 | 4.4429 | 6.5362 | 9.5102
|  | 1032 | #NAME? | 1032 | 3.6196 | 4.4494 | 6.5464 | 9.5244
|  | 1033 | #NAME? | 1033 | 3.6274 | 4.456 | 6.5566 | 9.5386
|  | 1034 | #NAME? | 1034 | 3.6352 | 4.4626 | 6.5668 | 9.5528
|  | 1035 | #NAME? | 1035 | 3.643 | 4.4692 | 6.577 | 9.567
|  | 1036 | #NAME? | 1036 | 3.6508 | 4.4758 | 6.5872 | 9.5812
|  | 1037 | #NAME? | 1037 | 3.6586 | 4.4824 | 6.5974 | 9.5954
|  | 1038 | #NAME? | 1038 | 3.6664 | 4.489 | 6.6076 | 9.6096
|  | 1039 | #NAME? | 1039 | 3.6742 | 4.4955 | 6.6178 | 9.6238
|  | 1040 | #NAME? | 1040 | 3.682 | 4.5021 | 6.628 | 9.638
|  | 1041 | #NAME? | 1041 | 3.6898 | 4.5087 | 6.6382 | 9.6522
|  | 1042 | #NAME? | 1042 | 3.6976 | 4.5153 | 6.6484 | 9.6664
|  | 1043 | #NAME? | 1043 | 3.7054 | 4.5219 | 6.6586 | 9.6806
|  | 1044 | #NAME? | 1044 | 3.7132 | 4.5285 | 6.6688 | 9.6948
|  | 1045 | #NAME? | 1045 | 3.721 | 4.5351 | 6.679 | 9.709
|  | 1046 | #NAME? | 1046 | 3.7288 | 4.5417 | 6.6892 | 9.7232
|  | 1047 | #NAME? | 1047 | 3.7366 | 4.5482 | 6.6994 | 9.7374
|  | 1048 | #NAME? | 1048 | 3.7444 | 4.5548 | 6.7096 | 9.7516
|  | 1049 | #NAME? | 1049 | 3.7522 | 4.5614 | 6.7198 | 9.7658
|  | 1050 | #NAME? | 1050 | 3.76 | 4.568 | 6.73 | 9.78
|  | 1051 | #NAME? | 1051 | 3.7697 | 4.5743 | 6.7407 | 9.7954
|  | 1052 | #NAME? | 1052 | 3.7794 | 4.5805 | 6.7515 | 9.8108
|  | 1053 | #NAME? | 1053 | 3.7892 | 4.5868 | 6.7622 | 9.8262
|  | 1054 | #NAME? | 1054 | 3.7989 | 4.593 | 6.773 | 9.8416
|  | 1055 | #NAME? | 1055 | 3.8086 | 4.5993 | 6.7837 | 9.857
|  | 1056 | #NAME? | 1056 | 3.8183 | 4.6055 | 6.7944 | 9.8724
|  | 1057 | #NAME? | 1057 | 3.828 | 4.6118 | 6.8052 | 9.8878
|  | 1058 | #NAME? | 1058 | 3.8378 | 4.618 | 6.8159 | 9.9032
|  | 1059 | #NAME? | 1059 | 3.8475 | 4.6243 | 6.8267 | 9.9186
|  | 1060 | #NAME? | 1060 | 3.8572 | 4.6305 | 6.8374 | 9.934
|  | 1061 | #NAME? | 1061 | 3.8669 | 4.6368 | 6.8481 | 9.9494
|  | 1062 | #NAME? | 1062 | 3.8766 | 4.643 | 6.8589 | 9.9648
|  | 1063 | #NAME? | 1063 | 3.8864 | 4.6493 | 6.8696 | 9.9802
|  | 1064 | #NAME? | 1064 | 3.8961 | 4.6555 | 6.8804 | 9.9956
|  | 1065 | #NAME? | 1065 | 3.9058 | 4.6618 | 6.8911 | 10.011
|  | 1066 | #NAME? | 1066 | 3.9155 | 4.6681 | 6.9018 | 10.0264
|  | 1067 | #NAME? | 1067 | 3.9252 | 4.6743 | 6.9126 | 10.0418
|  | 1068 | #NAME? | 1068 | 3.935 | 4.6806 | 6.9233 | 10.0572
|  | 1069 | #NAME? | 1069 | 3.9447 | 4.6868 | 6.9341 | 10.0726
|  | 1070 | #NAME? | 1070 | 3.9544 | 4.6931 | 6.9448 | 10.088
|  | 1071 | #NAME? | 1071 | 3.9641 | 4.6993 | 6.9555 | 10.1034
|  | 1072 | #NAME? | 1072 | 3.9738 | 4.7056 | 6.9663 | 10.1188
|  | 1073 | #NAME? | 1073 | 3.9836 | 4.7118 | 6.977 | 10.1342
|  | 1074 | #NAME? | 1074 | 3.9933 | 4.7181 | 6.9878 | 10.1496
|  | 1075 | #NAME? | 1075 | 4.003 | 4.7243 | 6.9985 | 10.165
|  | 1076 | #NAME? | 1076 | 4.0127 | 4.7306 | 7.0092 | 10.1804
|  | 1077 | #NAME? | 1077 | 4.0224 | 4.7368 | 7.02 | 10.1958
|  | 1078 | #NAME? | 1078 | 4.0322 | 4.7431 | 7.0307 | 10.2112
|  | 1079 | #NAME? | 1079 | 4.0419 | 4.7493 | 7.0415 | 10.2266
|  | 1080 | #NAME? | 1080 | 4.0516 | 4.7556 | 7.0522 | 10.242
|  | 1081 | #NAME? | 1081 | 4.0613 | 4.7619 | 7.0629 | 10.2574
|  | 1082 | #NAME? | 1082 | 4.071 | 4.7681 | 7.0737 | 10.2728
|  | 1083 | #NAME? | 1083 | 4.0808 | 4.7744 | 7.0844 | 10.2882
|  | 1084 | #NAME? | 1084 | 4.0905 | 4.7806 | 7.0952 | 10.3036
|  | 1085 | #NAME? | 1085 | 4.1002 | 4.7869 | 7.1059 | 10.319
|  | 1086 | #NAME? | 1086 | 4.1099 | 4.7931 | 7.1166 | 10.3344
|  | 1087 | #NAME? | 1087 | 4.1196 | 4.7994 | 7.1274 | 10.3498
|  | 1088 | #NAME? | 1088 | 4.1294 | 4.8056 | 7.1381 | 10.3652
|  | 1089 | #NAME? | 1089 | 4.1391 | 4.8119 | 7.1489 | 10.3806
|  | 1090 | #NAME? | 1090 | 4.1488 | 4.8181 | 7.1596 | 10.396
|  | 1091 | #NAME? | 1091 | 4.1585 | 4.8244 | 7.1703 | 10.4114
|  | 1092 | #NAME? | 1092 | 4.1682 | 4.8306 | 7.1811 | 10.4268
|  | 1093 | #NAME? | 1093 | 4.178 | 4.8369 | 7.1918 | 10.4422
|  | 1094 | #NAME? | 1094 | 4.1877 | 4.8431 | 7.2026 | 10.4576
|  | 1095 | #NAME? | 1095 | 4.1974 | 4.8494 | 7.2133 | 10.473
|  | 1096 | #NAME? | 1096 | 4.2071 | 4.8557 | 7.224 | 10.4884
|  | 1097 | #NAME? | 1097 | 4.2168 | 4.8619 | 7.2348 | 10.5038
|  | 1098 | #NAME? | 1098 | 4.2266 | 4.8682 | 7.2455 | 10.5192
|  | 1099 | #NAME? | 1099 | 4.2363 | 4.8744 | 7.2563 | 10.5346
|  | 1100 | #NAME? | 1100 | 4.246 | 4.8807 | 7.267 | 10.55
|  | 1101 | #NAME? | 1101 | 4.2584 | 4.8879 | 7.281 | 10.567
|  | 1102 | #NAME? | 1102 | 4.2708 | 4.8952 | 7.295 | 10.584
|  | 1103 | #NAME? | 1103 | 4.2832 | 4.9025 | 7.309 | 10.601
|  | 1104 | #NAME? | 1104 | 4.2956 | 4.9097 | 7.323 | 10.618
|  | 1105 | #NAME? | 1105 | 4.308 | 4.917 | 7.337 | 10.635
|  | 1106 | #NAME? | 1106 | 4.3204 | 4.9243 | 7.351 | 10.652
|  | 1107 | #NAME? | 1107 | 4.3328 | 4.9315 | 7.365 | 10.669
|  | 1108 | #NAME? | 1108 | 4.3452 | 4.9388 | 7.379 | 10.686
|  | 1109 | #NAME? | 1109 | 4.3576 | 4.9461 | 7.393 | 10.703
|  | 1110 | #NAME? | 1110 | 4.37 | 4.9533 | 7.407 | 10.72
|  | 1111 | #NAME? | 1111 | 4.385 | 4.9615 | 7.4199 | 10.7371
|  | 1112 | #NAME? | 1112 | 4.4 | 4.9696 | 7.4328 | 10.7542
|  | 1113 | #NAME? | 1113 | 4.415 | 4.9777 | 7.4457 | 10.7713
|  | 1114 | #NAME? | 1114 | 4.43 | 4.9859 | 7.4586 | 10.7884
|  | 1115 | #NAME? | 1115 | 4.445 | 4.994 | 7.4715 | 10.8055
|  | 1116 | #NAME? | 1116 | 4.46 | 5.0021 | 7.4844 | 10.8226
|  | 1117 | #NAME? | 1117 | 4.475 | 5.0103 | 7.4973 | 10.8397
|  | 1118 | #NAME? | 1118 | 4.49 | 5.0184 | 7.5102 | 10.8568
|  | 1119 | #NAME? | 1119 | 4.505 | 5.0265 | 7.5231 | 10.8739
|  | 1120 | #NAME? | 1120 | 4.52 | 5.0347 | 7.536 | 10.891
|  | 1121 | #NAME? | 1121 | 4.533 | 5.0443 | 7.553 | 10.9112
|  | 1122 | #NAME? | 1122 | 4.546 | 5.0539 | 7.57 | 10.9314
|  | 1123 | #NAME? | 1123 | 4.559 | 5.0636 | 7.587 | 10.9516
|  | 1124 | #NAME? | 1124 | 4.572 | 5.0732 | 7.604 | 10.9718
|  | 1125 | #NAME? | 1125 | 4.585 | 5.0828 | 7.621 | 10.992
|  | 1126 | #NAME? | 1126 | 4.598 | 5.0925 | 7.638 | 11.0122
|  | 1127 | #NAME? | 1127 | 4.611 | 5.1021 | 7.655 | 11.0324
|  | 1128 | #NAME? | 1128 | 4.624 | 5.1117 | 7.672 | 11.0526
|  | 1129 | #NAME? | 1129 | 4.637 | 5.1214 | 7.689 | 11.0728
|  | 1130 | #NAME? | 1130 | 4.65 | 5.131 | 7.706 | 11.093
|  | 1131 | #NAME? | 1131 | 4.67 | 5.1405 | 7.723 | 11.113
|  | 1132 | #NAME? | 1132 | 4.69 | 5.15 | 7.74 | 11.133
|  | 1133 | #NAME? | 1133 | 4.709 | 5.1612 | 7.76 | 11.158
|  | 1134 | #NAME? | 1134 | 4.729 | 5.1723 | 7.781 | 11.182
|  | 1135 | #NAME? | 1135 | 4.749 | 5.1835 | 7.801 | 11.207
|  | 1136 | #NAME? | 1136 | 4.769 | 5.1947 | 7.816 | 11.232
|  | 1137 | #NAME? | 1137 | 4.789 | 5.206 | 7.838 | 11.256
|  | 1138 | #NAME? | 1138 | 4.808 | 5.2173 | 7.859 | 11.279
|  | 1139 | #NAME? | 1139 | 4.828 | 5.2287 | 7.88 | 11.302
|  | 1140 | #NAME? | 1140 | 4.848 | 5.24 | 7.902 | 11.326
|  | 1141 | #NAME? | 1141 | 4.873 | 5.255 | 7.928 | 11.359
|  | 1142 | #NAME? | 1142 | 4.898 | 5.27 | 7.953 | 11.392
|  | 1143 | #NAME? | 1143 | 4.923 | 5.285 | 7.978 | 11.424
|  | 1144 | #NAME? | 1144 | 4.949 | 5.3 | 8.004 | 11.457
|  | 1145 | #NAME? | 1145 | 4.982 | 5.3212 | 8.038 | 11.491
|  | 1146 | #NAME? | 1146 | 5.014 | 5.3423 | 8.072 | 11.525
|  | 1147 | #NAME? | 1147 | 5.047 | 5.3635 | 8.106 | 11.559
|  | 1148 | #NAME? | 1148 | 5.08 | 5.3847 | 8.14 | 11.593
|  | 1149 | #NAME? | 1149 | 5.09 | 5.4385 | 8.225 | 11.695
|  | 1150 | #NAME? | 1150 | 5.1 | 5.4923 | 8.31 | 11.796
|  | 1151 | #NAME? | 1151 | 5.161 | 5.5462 | 8.327 | 11.898
|  | 1152 | #NAME? | 1152 | 5.32 | 5.6 | 8.48 | 12
|  | 1153 | #NAME? | 1153 | 5.38 | 5.6538 | 8.565 | 12.102
|  | 1154 | #NAME? | 1154 | 5.413 | 5.675 | 8.599 | 12.136
|  | 1155 | #NAME? | 1155 | 5.438 | 5.69 | 8.624 | 12.168
|  | 1156 | #NAME? | 1156 | 5.455 | 5.7013 | 8.646 | 12.192
|  | 1157 | #NAME? | 1157 | 5.472 | 5.7125 | 8.665 | 12.217
|  | 1158 | #NAME? | 1158 | 5.492 | 5.722 | 8.682 | 12.241
|  | 1159 | #NAME? | 1159 | 5.504 | 5.7318 | 8.698 | 12.26
|  | 1160 | #NAME? | 1160 | 5.52 | 5.7413 | 8.716 | 12.277
|  | 1161 | #NAME? | 1161 | 5.534 | 5.7485 | 8.729 | 12.296
|  | 1162 | #NAME? | 1162 | 5.55 | 5.7583 | 8.742 | 12.313
|  | 1163 | #NAME? | 1163 | 5.562 | 5.765 | 8.755 | 12.33
|  | 1164 | #NAME? | 1164 | 5.576 | 5.772 | 8.774 | 12.348
|  | 1165 | #NAME? | 1165 | 5.589 | 5.7798 | 8.783 | 12.364
|  | 1166 | #NAME? | 1166 | 5.6 | 5.7867 | 8.795 | 12.38
|  | 1167 | #NAME? | 1167 | 5.61 | 5.7925 | 8.805 | 12.396
|  | 1168 | #NAME? | 1168 | 5.621 | 5.8 | 8.817 | 12.413
|  | 1169 | #NAME? | 1169 | 5.623 | 5.8068 | 8.834 | 12.428
|  | 1170 | #NAME? | 1170 | 5.644 | 5.807 | 8.84 | 12.444
|  | 1171 | #NAME? | 1171 | 5.654 | 5.8102 | 8.852 | 12.46
|  | 1172 | #NAME? | 1172 | 5.663 | 5.8133 | 8.863 | 12.477
|  | 1173 | #NAME? | 1173 | 5.672 | 5.823 | 8.873 | 12.492
|  | 1174 | #NAME? | 1174 | 5.682 | 5.8327 | 8.884 | 12.506
|  | 1175 | #NAME? | 1175 | 5.691 | 5.8423 | 8.894 | 12.521
|  | 1176 | #NAME? | 1176 | 5.7 | 5.852 | 8.904 | 12.536
|  | 1177 | #NAME? | 1177 | 5.709 | 5.856 | 8.913 | 12.55
|  | 1178 | #NAME? | 1178 | 5.719 | 5.86 | 8.922 | 12.563
|  | 1179 | #NAME? | 1179 | 5.726 | 5.8653 | 8.932 | 12.576
|  | 1180 | #NAME? | 1180 | 5.735 | 5.8707 | 8.942 | 12.588
|  | 1181 | #NAME? | 1181 | 5.742 | 5.8781 | 8.952 | 12.602
|  | 1182 | #NAME? | 1182 | 5.748 | 5.8855 | 8.962 | 12.616
|  | 1183 | #NAME? | 1183 | 5.755 | 5.8929 | 8.971 | 12.631
|  | 1184 | #NAME? | 1184 | 5.762 | 5.9003 | 8.981 | 12.645
|  | 1185 | #NAME? | 1185 | 5.768 | 5.9078 | 8.991 | 12.659
|  | 1186 | #NAME? | 1186 | 5.775 | 5.9152 | 9 | 12.674
|  | 1187 | #NAME? | 1187 | 5.781 | 5.9226 | 9.01 | 12.688
|  | 1188 | #NAME? | 1188 | 5.788 | 5.93 | 9.02 | 12.702
|  | 1189 | #NAME? | 1189 | 5.796 | 5.9352 | 9.03 | 12.721
|  | 1190 | #NAME? | 1190 | 5.803 | 5.9403 | 9.039 | 12.74
|  | 1191 | #NAME? | 1191 | 5.811 | 5.9455 | 9.049 | 12.753
|  | 1192 | #NAME? | 1192 | 5.819 | 5.9507 | 9.058 | 12.766
|  | 1193 | #NAME? | 1193 | 5.826 | 5.9558 | 9.068 | 12.78
|  | 1194 | #NAME? | 1194 | 5.834 | 5.961 | 9.078 | 12.793
|  | 1195 | #NAME? | 1195 | 5.842 | 5.9662 | 9.088 | 12.806
|  | 1196 | #NAME? | 1196 | 5.849 | 5.9713 | 9.097 | 12.819
|  | 1197 | #NAME? | 1197 | 5.857 | 5.9765 | 9.107 | 12.832
|  | 1198 | #NAME? | 1198 | 5.865 | 5.9817 | 9.117 | 12.846
|  | 1199 | #NAME? | 1199 | 5.872 | 5.9868 | 9.126 | 12.859
|  | 1200 | #NAME? | 1200 | 5.88 | 5.992 | 9.136 | 12.872
|  | 1201 | #NAME? | 1201 | 5.889 | 5.9976 | 9.144 | 12.885
|  | 1202 | #NAME? | 1202 | 5.898 | 6.0032 | 9.153 | 12.898
|  | 1203 | #NAME? | 1203 | 5.907 | 6.0087 | 9.161 | 12.91
|  | 1204 | #NAME? | 1204 | 5.916 | 6.0143 | 9.17 | 12.923
|  | 1205 | #NAME? | 1205 | 5.925 | 6.0199 | 9.178 | 12.936
|  | 1206 | #NAME? | 1206 | 5.934 | 6.0255 | 9.186 | 12.949
|  | 1207 | #NAME? | 1207 | 5.943 | 6.031 | 9.195 | 12.962
|  | 1208 | #NAME? | 1208 | 5.952 | 6.0366 | 9.203 | 12.974
|  | 1209 | #NAME? | 1209 | 5.961 | 6.0422 | 9.212 | 12.987
|  | 1210 | #NAME? | 1210 | 5.97 | 6.0478 | 9.22 | 13
|  | 1211 | #NAME? | 1211 | 5.976 | 6.0534 | 9.228 | 13.012
|  | 1212 | #NAME? | 1212 | 5.982 | 6.0589 | 9.237 | 13.025
|  | 1213 | #NAME? | 1213 | 5.988 | 6.0645 | 9.246 | 13.038
|  | 1214 | #NAME? | 1214 | 5.994 | 6.0701 | 9.254 | 13.05
|  | 1215 | #NAME? | 1215 | 6 | 6.0757 | 9.262 | 13.062
|  | 1216 | #NAME? | 1216 | 6.006 | 6.0808 | 9.271 | 13.075
|  | 1217 | #NAME? | 1217 | 6.012 | 6.0859 | 9.28 | 13.088
|  | 1218 | #NAME? | 1218 | 6.018 | 6.091 | 9.288 | 13.1
|  | 1219 | #NAME? | 1219 | 6.024 | 6.0961 | 9.296 | 13.112
|  | 1220 | #NAME? | 1220 | 6.03 | 6.1012 | 9.305 | 13.125
|  | 1221 | #NAME? | 1221 | 6.036 | 6.1063 | 9.314 | 13.138
|  | 1222 | #NAME? | 1222 | 6.042 | 6.1114 | 9.322 | 13.15
|  | 1223 | #NAME? | 1223 | 6.048 | 6.1165 | 9.33 | 13.162
|  | 1224 | #NAME? | 1224 | 6.054 | 6.1216 | 9.339 | 13.175
|  | 1225 | #NAME? | 1225 | 6.06 | 6.1267 | 9.348 | 13.188
|  | 1226 | #NAME? | 1226 | 6.066 | 6.1318 | 9.356 | 13.2
|  | 1227 | #NAME? | 1227 | 6.072 | 6.1369 | 9.364 | 13.212
|  | 1228 | #NAME? | 1228 | 6.078 | 6.142 | 9.373 | 13.225
|  | 1229 | #NAME? | 1229 | 6.084 | 6.1471 | 9.382 | 13.238
|  | 1230 | #NAME? | 1230 | 6.09 | 6.1522 | 9.39 | 13.25
|  | 1231 | #NAME? | 1231 | 6.096 | 6.1573 | 9.398 | 13.262
|  | 1232 | #NAME? | 1232 | 6.102 | 6.1624 | 9.407 | 13.273
|  | 1233 | #NAME? | 1233 | 6.108 | 6.1675 | 9.415 | 13.285
|  | 1234 | #NAME? | 1234 | 6.114 | 6.1726 | 9.423 | 13.297
|  | 1235 | #NAME? | 1235 | 6.12 | 6.1777 | 9.432 | 13.308
|  | 1236 | #NAME? | 1236 | 6.126 | 6.1828 | 9.44 | 13.32
|  | 1237 | #NAME? | 1237 | 6.132 | 6.1879 | 9.448 | 13.332
|  | 1238 | #NAME? | 1238 | 6.138 | 6.193 | 9.457 | 13.343
|  | 1239 | #NAME? | 1239 | 6.144 | 6.1981 | 9.465 | 13.355
|  | 1240 | #NAME? | 1240 | 6.15 | 6.2032 | 9.473 | 13.367
|  | 1241 | #NAME? | 1241 | 6.155 | 6.2078 | 9.482 | 13.378
|  | 1242 | #NAME? | 1242 | 6.16 | 6.2125 | 9.49 | 13.39
|  | 1243 | #NAME? | 1243 | 6.165 | 6.2172 | 9.498 | 13.402
|  | 1244 | #NAME? | 1244 | 6.17 | 6.2219 | 9.507 | 13.413
|  | 1245 | #NAME? | 1245 | 6.175 | 6.2266 | 9.515 | 13.425
|  | 1246 | #NAME? | 1246 | 6.18 | 6.2313 | 9.523 | 13.437
|  | 1247 | #NAME? | 1247 | 6.185 | 6.236 | 9.532 | 13.448
|  | 1248 | #NAME? | 1248 | 6.19 | 6.2407 | 9.54 | 13.46
|  | 1249 | #NAME? | 1249 | 6.195 | 6.2454 | 9.548 | 13.472
|  | 1250 | #NAME? | 1250 | 6.2 | 6.2501 | 9.557 | 13.483
|  | 1251 | #NAME? | 1251 | 6.205 | 6.2548 | 9.565 | 13.495
|  | 1252 | #NAME? | 1252 | 6.21 | 6.2594 | 9.573 | 13.507
|  | 1253 | #NAME? | 1253 | 6.215 | 6.2641 | 9.582 | 13.518
|  | 1254 | #NAME? | 1254 | 6.22 | 6.2688 | 9.59 | 13.53
|  | 1255 | #NAME? | 1255 | 6.225 | 6.2735 | 9.598 | 13.542
|  | 1256 | #NAME? | 1256 | 6.23 | 6.2782 | 9.607 | 13.553
|  | 1257 | #NAME? | 1257 | 6.235 | 6.2829 | 9.615 | 13.565
|  | 1258 | #NAME? | 1258 | 6.24 | 6.2876 | 9.623 | 13.577
|  | 1259 | #NAME? | 1259 | 6.245 | 6.2923 | 9.632 | 13.588
|  | 1260 | #NAME? | 1260 | 6.25 | 6.297 | 9.64 | 13.6
|  | 1261 | #NAME? | 1261 | 6.255 | 6.3017 | 9.648 | 13.61
|  | 1262 | #NAME? | 1262 | 6.26 | 6.3064 | 9.655 | 13.621
|  | 1263 | #NAME? | 1263 | 6.265 | 6.311 | 9.662 | 13.632
|  | 1264 | #NAME? | 1264 | 6.27 | 6.3157 | 9.67 | 13.642
|  | 1265 | #NAME? | 1265 | 6.275 | 6.3204 | 9.678 | 13.652
|  | 1266 | #NAME? | 1266 | 6.28 | 6.3248 | 9.685 | 13.663
|  | 1267 | #NAME? | 1267 | 6.285 | 6.3292 | 9.692 | 13.674
|  | 1268 | #NAME? | 1268 | 6.29 | 6.3336 | 9.7 | 13.684
|  | 1269 | #NAME? | 1269 | 6.295 | 6.338 | 9.708 | 13.694
|  | 1270 | #NAME? | 1270 | 6.3 | 6.3424 | 9.715 | 13.705
|  | 1271 | #NAME? | 1271 | 6.304 | 6.3468 | 9.722 | 13.716
|  | 1272 | #NAME? | 1272 | 6.308 | 6.3512 | 9.73 | 13.726
|  | 1273 | #NAME? | 1273 | 6.312 | 6.3556 | 9.738 | 13.736
|  | 1274 | #NAME? | 1274 | 6.316 | 6.36 | 9.745 | 13.747
|  | 1275 | #NAME? | 1275 | 6.32 | 6.3644 | 9.752 | 13.758
|  | 1276 | #NAME? | 1276 | 6.324 | 6.3688 | 9.76 | 13.768
|  | 1277 | #NAME? | 1277 | 6.328 | 6.3732 | 9.768 | 13.778
|  | 1278 | #NAME? | 1278 | 6.332 | 6.3776 | 9.775 | 13.789
|  | 1279 | #NAME? | 1279 | 6.336 | 6.382 | 9.782 | 13.8
|  | 1280 | #NAME? | 1280 | 6.34 | 6.3864 | 9.79 | 13.81
|  | 1281 | #NAME? | 1281 | 6.344 | 6.3908 | 9.798 | 13.82
|  | 1282 | #NAME? | 1282 | 6.348 | 6.3952 | 9.805 | 13.831
|  | 1283 | #NAME? | 1283 | 6.352 | 6.3996 | 9.812 | 13.842
|  | 1284 | #NAME? | 1284 | 6.356 | 6.404 | 9.82 | 13.852
|  | 1285 | #NAME? | 1285 | 6.36 | 6.4084 | 9.828 | 13.862
|  | 1286 | #NAME? | 1286 | 6.364 | 6.4128 | 9.835 | 13.873
|  | 1287 | #NAME? | 1287 | 6.368 | 6.4172 | 9.842 | 13.884
|  | 1288 | #NAME? | 1288 | 6.372 | 6.4216 | 9.85 | 13.894
|  | 1289 | #NAME? | 1289 | 6.376 | 6.4259 | 9.858 | 13.904
|  | 1290 | #NAME? | 1290 | 6.38 | 6.4303 | 9.865 | 13.915
|  | 1291 | #NAME? | 1291 | 6.384 | 6.4346 | 9.872 | 13.926
|  | 1292 | #NAME? | 1292 | 6.388 | 6.4388 | 9.88 | 13.936
|  | 1293 | #NAME? | 1293 | 6.392 | 6.443 | 9.887 | 13.946
|  | 1294 | #NAME? | 1294 | 6.396 | 6.4473 | 9.895 | 13.957
|  | 1295 | #NAME? | 1295 | 6.4 | 6.4515 | 9.902 | 13.968
|  | 1296 | #NAME? | 1296 | 6.404 | 6.4557 | 9.91 | 13.978
|  | 1297 | #NAME? | 1297 | 6.408 | 6.46 | 9.918 | 13.988
|  | 1298 | #NAME? | 1298 | 6.412 | 6.4642 | 9.925 | 13.999
|  | 1299 | #NAME? | 1299 | 6.416 | 6.4684 | 9.932 | 14.01
|  | 1300 | #NAME? | 1300 | 6.42 | 6.4727 | 9.94 | 14.02
|  | 1301 | #NAME? | 1301 | 6.423 | 6.4768 | 9.9462 | 14.029
|  | 1302 | #NAME? | 1302 | 6.426 | 6.481 | 9.9524 | 14.038
|  | 1303 | #NAME? | 1303 | 6.429 | 6.4851 | 9.9586 | 14.047
|  | 1304 | #NAME? | 1304 | 6.432 | 6.4893 | 9.9648 | 14.056
|  | 1305 | #NAME? | 1305 | 6.435 | 6.4934 | 9.971 | 14.065
|  | 1306 | #NAME? | 1306 | 6.438 | 6.4976 | 9.9772 | 14.074
|  | 1307 | #NAME? | 1307 | 6.441 | 6.5017 | 9.9834 | 14.083
|  | 1308 | #NAME? | 1308 | 6.444 | 6.5059 | 9.9896 | 14.092
|  | 1309 | #NAME? | 1309 | 6.447 | 6.51 | 9.9958 | 14.101
|  | 1310 | #NAME? | 1310 | 6.45 | 6.5142 | 10.002 | 14.11
|  | 1311 | #NAME? | 1311 | 6.453 | 6.5182 | 10.0083 | 14.119
|  | 1312 | #NAME? | 1312 | 6.456 | 6.5223 | 10.0146 | 14.128
|  | 1313 | #NAME? | 1313 | 6.459 | 6.5264 | 10.0209 | 14.137
|  | 1314 | #NAME? | 1314 | 6.462 | 6.5305 | 10.0272 | 14.146
|  | 1315 | #NAME? | 1315 | 6.465 | 6.5345 | 10.0335 | 14.155
|  | 1316 | #NAME? | 1316 | 6.468 | 6.5386 | 10.0398 | 14.164
|  | 1317 | #NAME? | 1317 | 6.471 | 6.5427 | 10.0461 | 14.173
|  | 1318 | #NAME? | 1318 | 6.474 | 6.5468 | 10.0524 | 14.182
|  | 1319 | #NAME? | 1319 | 6.477 | 6.5508 | 10.0587 | 14.191
|  | 1320 | #NAME? | 1320 | 6.48 | 6.5549 | 10.065 | 14.2
|  | 1321 | #NAME? | 1321 | 6.482 | 6.5589 | 10.0713 | 14.209
|  | 1322 | #NAME? | 1322 | 6.484 | 6.5629 | 10.0776 | 14.218
|  | 1323 | #NAME? | 1323 | 6.486 | 6.5669 | 10.0839 | 14.227
|  | 1324 | #NAME? | 1324 | 6.488 | 6.5709 | 10.0902 | 14.236
|  | 1325 | #NAME? | 1325 | 6.49 | 6.5749 | 10.0965 | 14.245
|  | 1326 | #NAME? | 1326 | 6.492 | 6.5789 | 10.1028 | 14.254
|  | 1327 | #NAME? | 1327 | 6.494 | 6.5829 | 10.1091 | 14.263
|  | 1328 | #NAME? | 1328 | 6.496 | 6.5869 | 10.1154 | 14.272
|  | 1329 | #NAME? | 1329 | 6.498 | 6.5909 | 10.1217 | 14.281
|  | 1330 | #NAME? | 1330 | 6.5 | 6.5949 | 10.128 | 14.29
|  | 1331 | #NAME? | 1331 | 6.502 | 6.5989 | 10.1342 | 14.299
|  | 1332 | #NAME? | 1332 | 6.504 | 6.6028 | 10.1404 | 14.308
|  | 1333 | #NAME? | 1333 | 6.506 | 6.6068 | 10.1466 | 14.317
|  | 1334 | #NAME? | 1334 | 6.508 | 6.6107 | 10.1528 | 14.326
|  | 1335 | #NAME? | 1335 | 6.51 | 6.6146 | 10.159 | 14.335
|  | 1336 | #NAME? | 1336 | 6.512 | 6.6186 | 10.1652 | 14.344
|  | 1337 | #NAME? | 1337 | 6.514 | 6.6225 | 10.1714 | 14.353
|  | 1338 | #NAME? | 1338 | 6.516 | 6.6265 | 10.1776 | 14.362
|  | 1339 | #NAME? | 1339 | 6.518 | 6.6304 | 10.1838 | 14.371
|  | 1340 | #NAME? | 1340 | 6.52 | 6.6343 | 10.19 | 14.38
|  | 1341 | #NAME? | 1341 | 6.523 | 6.6382 | 10.1947 | 14.387
|  | 1342 | #NAME? | 1342 | 6.526 | 6.6421 | 10.1994 | 14.394
|  | 1343 | #NAME? | 1343 | 6.529 | 6.646 | 10.2041 | 14.401
|  | 1344 | #NAME? | 1344 | 6.532 | 6.6499 | 10.2088 | 14.408
|  | 1345 | #NAME? | 1345 | 6.535 | 6.6537 | 10.2135 | 14.415
|  | 1346 | #NAME? | 1346 | 6.538 | 6.6576 | 10.2182 | 14.422
|  | 1347 | #NAME? | 1347 | 6.541 | 6.6615 | 10.2229 | 14.429
|  | 1348 | #NAME? | 1348 | 6.544 | 6.6654 | 10.2276 | 14.436
|  | 1349 | #NAME? | 1349 | 6.547 | 6.6693 | 10.2323 | 14.443
|  | 1350 | #NAME? | 1350 | 6.55 | 6.6731 | 10.237 | 14.45
|  | 1351 | #NAME? | 1351 | 6.552 | 6.677 | 10.2416 | 14.457
|  | 1352 | #NAME? | 1352 | 6.554 | 6.6808 | 10.2462 | 14.464
|  | 1353 | #NAME? | 1353 | 6.556 | 6.6846 | 10.2508 | 14.471
|  | 1354 | #NAME? | 1354 | 6.558 | 6.6884 | 10.2554 | 14.478
|  | 1355 | #NAME? | 1355 | 6.56 | 6.6923 | 10.26 | 14.485
|  | 1356 | #NAME? | 1356 | 6.562 | 6.6961 | 10.2646 | 14.492
|  | 1357 | #NAME? | 1357 | 6.564 | 6.6999 | 10.2692 | 14.499
|  | 1358 | #NAME? | 1358 | 6.566 | 6.7037 | 10.2738 | 14.506
|  | 1359 | #NAME? | 1359 | 6.568 | 6.7075 | 10.2784 | 14.513
|  | 1360 | #NAME? | 1360 | 6.57 | 6.7114 | 10.283 | 14.52
|  | 1361 | #NAME? | 1361 | 6.572 | 6.7151 | 10.2877 | 14.527
|  | 1362 | #NAME? | 1362 | 6.574 | 6.7189 | 10.2924 | 14.534
|  | 1363 | #NAME? | 1363 | 6.576 | 6.7227 | 10.2971 | 14.541
|  | 1364 | #NAME? | 1364 | 6.578 | 6.7265 | 10.3018 | 14.548
|  | 1365 | #NAME? | 1365 | 6.58 | 6.7302 | 10.3065 | 14.555
|  | 1366 | #NAME? | 1366 | 6.582 | 6.734 | 10.3112 | 14.562
|  | 1367 | #NAME? | 1367 | 6.584 | 6.7378 | 10.3159 | 14.569
|  | 1368 | #NAME? | 1368 | 6.586 | 6.7415 | 10.3206 | 14.576
|  | 1369 | #NAME? | 1369 | 6.588 | 6.7453 | 10.3253 | 14.583
|  | 1370 | #NAME? | 1370 | 6.59 | 6.7491 | 10.33 | 14.59
|  | 1371 | #NAME? | 1371 | 6.592 | 6.7528 | 10.3347 | 14.597
|  | 1372 | #NAME? | 1372 | 6.594 | 6.7565 | 10.3394 | 14.604
|  | 1373 | #NAME? | 1373 | 6.596 | 6.7602 | 10.3441 | 14.611
|  | 1374 | #NAME? | 1374 | 6.598 | 6.764 | 10.3488 | 14.618
|  | 1375 | #NAME? | 1375 | 6.6 | 6.7677 | 10.3535 | 14.625
|  | 1376 | #NAME? | 1376 | 6.602 | 6.7714 | 10.3582 | 14.632
|  | 1377 | #NAME? | 1377 | 6.604 | 6.7751 | 10.3629 | 14.639
|  | 1378 | #NAME? | 1378 | 6.606 | 6.7788 | 10.3676 | 14.646
|  | 1379 | #NAME? | 1379 | 6.608 | 6.7826 | 10.3723 | 14.653
|  | 1380 | #NAME? | 1380 | 6.61 | 6.7863 | 10.377 | 14.66
|  | 1381 | #NAME? | 1381 | 6.612 | 6.79 | 10.3816 | 14.667
|  | 1382 | #NAME? | 1382 | 6.614 | 6.7936 | 10.3862 | 14.674
|  | 1383 | #NAME? | 1383 | 6.616 | 6.7973 | 10.3908 | 14.681
|  | 1384 | #NAME? | 1384 | 6.618 | 6.801 | 10.3954 | 14.688
|  | 1385 | #NAME? | 1385 | 6.62 | 6.8046 | 10.4 | 14.695
|  | 1386 | #NAME? | 1386 | 6.622 | 6.8083 | 10.4046 | 14.702
|  | 1387 | #NAME? | 1387 | 6.624 | 6.812 | 10.4092 | 14.709
|  | 1388 | #NAME? | 1388 | 6.626 | 6.8157 | 10.4138 | 14.716
|  | 1389 | #NAME? | 1389 | 6.628 | 6.8193 | 10.4184 | 14.723
|  | 1390 | #NAME? | 1390 | 6.63 | 6.823 | 10.423 | 14.73
|  | 1391 | #NAME? | 1391 | 6.631 | 6.8266 | 10.4277 | 14.737
|  | 1392 | #NAME? | 1392 | 6.632 | 6.8303 | 10.4324 | 14.744
|  | 1393 | #NAME? | 1393 | 6.633 | 6.8339 | 10.4371 | 14.751
|  | 1394 | #NAME? | 1394 | 6.634 | 6.8375 | 10.4418 | 14.758
|  | 1395 | #NAME? | 1395 | 6.635 | 6.8412 | 10.4465 | 14.765
|  | 1396 | #NAME? | 1396 | 6.636 | 6.8448 | 10.4512 | 14.772
|  | 1397 | #NAME? | 1397 | 6.637 | 6.8484 | 10.4559 | 14.779
|  | 1398 | #NAME? | 1398 | 6.638 | 6.8521 | 10.4606 | 14.786
|  | 1399 | #NAME? | 1399 | 6.639 | 6.8557 | 10.4653 | 14.793
|  | 1400 | #NAME? | 1400 | 6.64 | 6.8593 | 10.47 | 14.8
|  | 1401 | #NAME? | 1401 | 6.6405 | 6.8629 | 10.4733 | 14.805
|  | 1402 | #NAME? | 1402 | 6.641 | 6.8664 | 10.4765 | 14.81
|  | 1403 | #NAME? | 1403 | 6.6415 | 6.87 | 10.4798 | 14.815
|  | 1404 | #NAME? | 1404 | 6.642 | 6.8736 | 10.483 | 14.82
|  | 1405 | #NAME? | 1405 | 6.6425 | 6.8771 | 10.4863 | 14.825
|  | 1406 | #NAME? | 1406 | 6.643 | 6.8807 | 10.4895 | 14.83
|  | 1407 | #NAME? | 1407 | 6.6435 | 6.8843 | 10.4928 | 14.835
|  | 1408 | #NAME? | 1408 | 6.644 | 6.8878 | 10.496 | 14.84
|  | 1409 | #NAME? | 1409 | 6.6445 | 6.8914 | 10.4992 | 14.845
|  | 1410 | #NAME? | 1410 | 6.645 | 6.895 | 10.5025 | 14.85
|  | 1411 | #NAME? | 1411 | 6.6455 | 6.8985 | 10.5058 | 14.855
|  | 1412 | #NAME? | 1412 | 6.646 | 6.9021 | 10.509 | 14.86
|  | 1413 | #NAME? | 1413 | 6.6465 | 6.9057 | 10.5122 | 14.865
|  | 1414 | #NAME? | 1414 | 6.647 | 6.9093 | 10.5155 | 14.87
|  | 1415 | #NAME? | 1415 | 6.6475 | 6.9128 | 10.5188 | 14.875
|  | 1416 | #NAME? | 1416 | 6.648 | 6.9164 | 10.522 | 14.88
|  | 1417 | #NAME? | 1417 | 6.6485 | 6.92 | 10.5252 | 14.885
|  | 1418 | #NAME? | 1418 | 6.649 | 6.9235 | 10.5285 | 14.89
|  | 1419 | #NAME? | 1419 | 6.6495 | 6.9271 | 10.5318 | 14.895
|  | 1420 | #NAME? | 1420 | 6.65 | 6.9307 | 10.535 | 14.9
|  | 1421 | #NAME? | 1421 | 6.6504 | 6.9328 | 10.5382 | 14.905
|  | 1422 | #NAME? | 1422 | 6.6508 | 6.935 | 10.5415 | 14.91
|  | 1423 | #NAME? | 1423 | 6.6512 | 6.9372 | 10.5448 | 14.915
|  | 1424 | #NAME? | 1424 | 6.6516 | 6.9393 | 10.548 | 14.92
|  | 1425 | #NAME? | 1425 | 6.652 | 6.9415 | 10.5512 | 14.925
|  | 1426 | #NAME? | 1426 | 6.6524 | 6.9437 | 10.5545 | 14.93
|  | 1427 | #NAME? | 1427 | 6.6528 | 6.9458 | 10.5578 | 14.935
|  | 1428 | #NAME? | 1428 | 6.6532 | 6.948 | 10.561 | 14.94
|  | 1429 | #NAME? | 1429 | 6.6536 | 6.9502 | 10.5642 | 14.945
|  | 1430 | #NAME? | 1430 | 6.654 | 6.9523 | 10.5675 | 14.95
|  | 1431 | #NAME? | 1431 | 6.6544 | 6.9545 | 10.5708 | 14.955
|  | 1432 | #NAME? | 1432 | 6.6548 | 6.9567 | 10.574 | 14.96
|  | 1433 | #NAME? | 1433 | 6.6552 | 6.9588 | 10.5772 | 14.965
|  | 1434 | #NAME? | 1434 | 6.6556 | 6.961 | 10.5805 | 14.97
|  | 1435 | #NAME? | 1435 | 6.656 | 6.9632 | 10.5838 | 14.975
|  | 1436 | #NAME? | 1436 | 6.6564 | 6.9653 | 10.587 | 14.98
|  | 1437 | #NAME? | 1437 | 6.6568 | 6.9675 | 10.5902 | 14.985
|  | 1438 | #NAME? | 1438 | 6.6572 | 6.9697 | 10.5935 | 14.99
|  | 1439 | #NAME? | 1439 | 6.6576 | 6.9718 | 10.5968 | 14.995
|  | 1440 | #NAME? | 1440 | 6.658 | 6.974 | 10.6 | 15
|  | 1441 | #NAME? | 1441 | 6.6581 | 6.9744 | 10.6 | 15
|  | 1442 | #NAME? | 1442 | 6.6581 | 6.9749 | 10.6 | 15
|  | 1443 | #NAME? | 1443 | 6.6582 | 6.9753 | 10.6 | 15
|  | 1444 | #NAME? | 1444 | 6.6582 | 6.9757 | 10.6 | 15
|  | 1445 | #NAME? | 1445 | 6.6583 | 6.9762 | 10.6 | 15
|  | 1446 | #NAME? | 1446 | 6.6583 | 6.9766 | 10.6 | 15
|  | 1447 | #NAME? | 1447 | 6.6584 | 6.977 | 10.6 | 15
|  | 1448 | #NAME? | 1448 | 6.6584 | 6.9775 | 10.6 | 15
|  | 1449 | #NAME? | 1449 | 6.6585 | 6.9779 | 10.6 | 15
|  | 1450 | #NAME? | 1450 | 6.6585 | 6.9783 | 10.6 | 15
|  | 1451 | #NAME? | 1451 | 6.6585 | 6.9788 | 10.6 | 15
|  | 1452 | #NAME? | 1452 | 6.6586 | 6.9792 | 10.6 | 15
|  | 1453 | #NAME? | 1453 | 6.6586 | 6.9796 | 10.6 | 15
|  | 1454 | #NAME? | 1454 | 6.6587 | 6.9801 | 10.6 | 15
|  | 1455 | #NAME? | 1455 | 6.6587 | 6.9805 | 10.6 | 15
|  | 1456 | #NAME? | 1456 | 6.6588 | 6.9809 | 10.6 | 15
|  | 1457 | #NAME? | 1457 | 6.6589 | 6.9814 | 10.6 | 15
|  | 1458 | #NAME? | 1458 | 6.6589 | 6.9818 | 10.6 | 15
|  | 1459 | #NAME? | 1459 | 6.6589 | 6.9822 | 10.6 | 15
|  | 1460 | #NAME? | 1460 | 6.659 | 6.9827 | 10.6 | 15
|  | 1461 | #NAME? | 1461 | 6.659 | 6.9831 | 10.6 | 15
|  | 1462 | #NAME? | 1462 | 6.659 | 6.9835 | 10.6 | 15
|  | 1463 | #NAME? | 1463 | 6.6591 | 6.984 | 10.6 | 15
|  | 1464 | #NAME? | 1464 | 6.6591 | 6.9844 | 10.6 | 15
|  | 1465 | #NAME? | 1465 | 6.6591 | 6.9848 | 10.6 | 15
|  | 1466 | #NAME? | 1466 | 6.6591 | 6.9853 | 10.6 | 15
|  | 1467 | #NAME? | 1467 | 6.6592 | 6.9857 | 10.6 | 15
|  | 1468 | #NAME? | 1468 | 6.6592 | 6.9861 | 10.6 | 15
|  | 1469 | #NAME? | 1469 | 6.6592 | 6.9866 | 10.6 | 15
|  | 1470 | #NAME? | 1470 | 6.6593 | 6.987 | 10.6 | 15
|  | 1471 | #NAME? | 1471 | 6.6593 | 6.9874 | 10.6 | 15
|  | 1472 | #NAME? | 1472 | 6.6593 | 6.9879 | 10.6 | 15
|  | 1473 | #NAME? | 1473 | 6.6593 | 6.9883 | 10.6 | 15
|  | 1474 | #NAME? | 1474 | 6.6593 | 6.9887 | 10.6 | 15
|  | 1475 | #NAME? | 1475 | 6.6594 | 6.9892 | 10.6 | 15
|  | 1476 | #NAME? | 1476 | 6.6594 | 6.9896 | 10.6 | 15
|  | 1477 | #NAME? | 1477 | 6.6594 | 6.99 | 10.6 | 15
|  | 1478 | #NAME? | 1478 | 6.6594 | 6.9905 | 10.6 | 15
|  | 1479 | #NAME? | 1479 | 6.6595 | 6.9909 | 10.6 | 15
|  | 1480 | #NAME? | 1480 | 6.6595 | 6.9913 | 10.6 | 15
|  | 1481 | #NAME? | 1481 | 6.6595 | 6.9918 | 10.6 | 15
|  | 1482 | #NAME? | 1482 | 6.6596 | 6.9922 | 10.6 | 15
|  | 1483 | #NAME? | 1483 | 6.6596 | 6.9926 | 10.6 | 15
|  | 1484 | #NAME? | 1484 | 6.6596 | 6.9931 | 10.6 | 15
|  | 1485 | #NAME? | 1485 | 6.6596 | 6.9935 | 10.6 | 15
|  | 1486 | #NAME? | 1486 | 6.6597 | 6.9939 | 10.6 | 15
|  | 1487 | #NAME? | 1487 | 6.6597 | 6.9944 | 10.6 | 15
|  | 1488 | #NAME? | 1488 | 6.6597 | 6.9948 | 10.6 | 15
|  | 1489 | #NAME? | 1489 | 6.6597 | 6.9952 | 10.6 | 15
|  | 1490 | #NAME? | 1490 | 6.6597 | 6.9957 | 10.6 | 15
|  | 1491 | #NAME? | 1491 | 6.6598 | 6.9961 | 10.6 | 15
|  | 1492 | #NAME? | 1492 | 6.6598 | 6.9965 | 10.6 | 15
|  | 1493 | #NAME? | 1493 | 6.6598 | 6.997 | 10.6 | 15
|  | 1494 | #NAME? | 1494 | 6.6599 | 6.9974 | 10.6 | 15
|  | 1495 | #NAME? | 1495 | 6.6599 | 6.9978 | 10.6 | 15
|  | 1496 | #NAME? | 1496 | 6.6599 | 6.9983 | 10.6 | 15
|  | 1497 | #NAME? | 1497 | 6.6599 | 6.9987 | 10.6 | 15
|  | 1498 | #NAME? | 1498 | 6.66 | 6.9991 | 10.6 | 15
|  | 1499 | #NAME? | 1499 | 6.66 | 6.9996 | 10.6 | 15
|  | 1500 | #NAME? | 1500 | 6.66 | 7 | 10.6 | 15

## Fatten.for (hidden)
SUBROUTINE FATTEN(BHYD,BPEAK,AR1,TIMEB,DPK,RFAC)
C HYDROGRAPH FATTENING SUBROUTINE (TYPE 4).
C VCFCD PROGRAM FATTEN.
C PROGRAMMED BY P T NAKATA.
C DATE WRITTEN 08/03/93.
C PROGRAM COMPUTES
C
C
C
C***********************************************************************
C SYMBOL TABLE VERSION 2. *
C(BHYD = MAIN HYDROGRAPH )(BPEAK = CURRENT PEAK )*
C(AR1 = TOTAL AREA )(TIMEB = TIME OF PEAK )*
C(DPK = DESIRED PEAK )(RFAC = REDUCTION FACTOR )*
C(HAREA = TOTAL AREA OF HYDRO )( = )*
C***********************************************************************
SUBROUTINE FATTEN(BHYD,BPEAK,AR1,TIMEB,DPK,RFAC)
C
C***********************************************************************
C SPECIFICATION STATEMENTS. *
C***********************************************************************
C
REAL DPK,IA1,PA,VA,VA1,RFAC,CA,AR1,Z1,Z2,Z3
INTEGER BPEAK,K,TIMEB(200)
REAL BHYD(200),IN(200)
C***********************************************************************
C FORMAT STATEMENTS
C***********************************************************************
C
C 50 FORMAT(1H )
C
C
C***********************************************************************
C *
C *
C *
C***********************************************************************
C
PA=DPK
DO 300 K=1,200
IN(K)=BHYD(K)
300 CONTINUE
C
C***********************************************************************
C *
C *
C *
C***********************************************************************
C
VA=AR1*RFAC/12.0
VA1=AR1*RFAC/12.0
554 CA=0.484*(VA1-VA)
VA=0
DO 569 K=2,200
IF(TIMEB(K).EQ.0) GO TO 569
IA1=(CA*(1.0-(IN(K)/PA)))*
1((1.0/(1.0+(ABS(FLOAT(TIMEB(K)-BPEAK)))/100.0)))**2.0
IF(K.GT.2)GO TO 562
IA1=IA1/2.0
GO TO 567
562 IF(TIMEB(K).LT.BPEAK) GO TO 564
IA1=IA1*(FLOAT(TIMEB(K))/FLOAT(BPEAK))
564 IF(IA1+IN(K).LT.PA) GO TO 567
IN(K)=PA-0.1*IA1
GO TO 568
567 IN(K)=IN(K)+IA1
Z1=(FLOAT(TIMEB(K)-TIMEB(K-1)))/1440.0
Z2=(IN(K)+IN(K-1))
568 VA=VA+(Z1*1.98347*Z2)/2.0
569 CONTINUE
Z3=VA/VA1
570 IF((Z3.LT.0.9995).OR.(Z3.GT.1.0005))GO TO 554
C***********************************************************************
C *
C *
C *
C***********************************************************************
C
DO 790 K=1,200
BHYD(K)=IN(K)
790 CONTINUE
C
C***********************************************************************
C *
C *
C *
C***********************************************************************
C
800 RETURN 1
END

## RoutChk (hidden)
SUBAREA DATA | VCRat | HMS Rounded | HMS Results
Watershed Area ac | 5 |  |  |  | Inflow cfs | Storage af | Outflow cfs | Obs | Stage ft | Index
Time of Concentration Tc min | 10 |  | 2000-01-01 | 0:00 | 0 | 0 | 0 | 0 | 0
% Effective Imperviousness | 23 |  | 2000-01-01 | 0:01 | 0.3 | 0 | 0 | 0.3 | 0 | 1
Land Use Description | 1/5 ac Res |  | 2000-01-01 | 0:02 | 0.3 | 0 | 0 | 0.3 | 0 | 2
Storm Zone and Frequency | K100 |  | 2000-01-01 | 0:03 | 0.3 | 0 | 0 | 0.3 | 0 | 3
District Soil Number (1-7) | 4 |  | 2000-01-01 | 0:04 | 0.3 | 0 | 0 | 0.3 | 0 | 4
NRCS Curve Number Yield in | 5 |  | 2000-01-01 | 0:05 | 0.3 | 0 | 0 | 0.3 | 0 | 5
Fattened Hydrograph Volume af | 2.0833 |  | 2000-01-01 | 0:06 | 0.3 | 0 | 0 | 0.3 | 0 | 6
HYDROGRAPH RESULTS |  |  | 2000-01-01 | 0:07 | 0.3 | 0 | 0 | 0.3 | 0 | 7
Peak cfs | 14.3892 |  | 2000-01-01 | 0:08 | 0.3 | 0 | 0 | 0.3 | 0 | 8
Unfattened Hydrograph Volume af | 1.2143 |  | 2000-01-01 | 0:09 | 0.3 | 0 | 0 | 0.3 | 0 | 9
Time of Peak min | 1154 |  | 2000-01-01 | 0:10 | 0.3 | 0 | 0 | 0.3 | 0 | 10
Optimized Hydrograph Factor | 4.2422 |  | 2000-01-01 | 0:11 | 0.3 | 0 | 0 | 0.3 | 0 | 11
Adjusted Hydrograph Volume af | 2.0833 |  | 2000-01-01 | 0:12 | 0.3 | 0 | 0 | 0.3 | 0 | 12
Hydrograph Volume Difference af | -2.3093e-14 |  | 2000-01-01 | 0:13 | 0.3 | 0 | 0.1 | 0.3 | 0 | 13
Routed Hydrograph Peak cfs | 4.7135 | 4.7 | 2000-01-01 | 0:14 | 0.3 | 0 | 0.1 | 0.3 | 0 | 14
Routed Peak Time min | 1166 | 1162 | 2000-01-01 | 0:15 | 0.3 | 0 | 0.1 | 0.3 | 0 | 15
Max Storage af | 0.47135 | 0.5 | 2000-01-01 | 0:16 | 0.3 | 0 | 0.1 | 0.3 | 0 | 16
Max Elevation ft | 0.94271 | 0.9 | 2000-01-01 | 0:17 | 0.3 | 0 | 0.1 | 0.3 | 0 | 17
|  |  | 2000-01-01 | 0:18 | 0.3 | 0 | 0.1 | 0.3 | 0 | 18
|  |  | 2000-01-01 | 0:19 | 0.3 | 0 | 0.1 | 0.3 | 0 | 19
|  |  | 2000-01-01 | 0:20 | 0.3 | 0 | 0.1 | 0.3 | 0 | 20
|  |  | 2000-01-01 | 0:21 | 0.3 | 0 | 0.1 | 0.3 | 0 | 21
|  |  | 2000-01-01 | 0:22 | 0.3 | 0 | 0.1 | 0.3 | 0 | 22
|  |  | 2000-01-01 | 0:23 | 0.3 | 0 | 0.1 | 0.3 | 0 | 23
|  |  | 2000-01-01 | 0:24 | 0.3 | 0 | 0.1 | 0.3 | 0 | 24
|  |  | 2000-01-01 | 0:25 | 0.3 | 0 | 0.1 | 0.3 | 0 | 25
|  |  | 2000-01-01 | 0:26 | 0.3 | 0 | 0.1 | 0.3 | 0 | 26
|  |  | 2000-01-01 | 0:27 | 0.3 | 0 | 0.1 | 0.3 | 0 | 27
|  |  | 2000-01-01 | 0:28 | 0.3 | 0 | 0.1 | 0.3 | 0 | 28
|  |  | 2000-01-01 | 0:29 | 0.3 | 0 | 0.1 | 0.3 | 0 | 29
|  |  | 2000-01-01 | 0:30 | 0.3 | 0 | 0.1 | 0.3 | 0 | 30
|  |  | 2000-01-01 | 0:31 | 0.3 | 0 | 0.1 | 0.3 | 0 | 31
|  |  | 2000-01-01 | 0:32 | 0.3 | 0 | 0.1 | 0.3 | 0 | 32
|  |  | 2000-01-01 | 0:33 | 0.3 | 0 | 0.1 | 0.3 | 0 | 33
|  |  | 2000-01-01 | 0:34 | 0.3 | 0 | 0.1 | 0.3 | 0 | 34
|  |  | 2000-01-01 | 0:35 | 0.3 | 0 | 0.1 | 0.3 | 0 | 35
|  |  | 2000-01-01 | 0:36 | 0.3 | 0 | 0.1 | 0.3 | 0 | 36
|  |  | 2000-01-01 | 0:37 | 0.3 | 0 | 0.1 | 0.3 | 0 | 37
|  |  | 2000-01-01 | 0:38 | 0.3 | 0 | 0.1 | 0.3 | 0 | 38
|  |  | 2000-01-01 | 0:39 | 0.3 | 0 | 0.1 | 0.3 | 0 | 39
|  |  | 2000-01-01 | 0:40 | 0.3 | 0 | 0.1 | 0.3 | 0 | 40
|  |  | 2000-01-01 | 0:41 | 0.3 | 0 | 0.1 | 0.3 | 0 | 41
|  |  | 2000-01-01 | 0:42 | 0.3 | 0 | 0.1 | 0.3 | 0 | 42
|  |  | 2000-01-01 | 0:43 | 0.3 | 0 | 0.1 | 0.3 | 0 | 43
|  |  | 2000-01-01 | 0:44 | 0.3 | 0 | 0.1 | 0.3 | 0 | 44
|  |  | 2000-01-01 | 0:45 | 0.3 | 0 | 0.1 | 0.3 | 0 | 45
|  |  | 2000-01-01 | 0:46 | 0.3 | 0 | 0.2 | 0.3 | 0 | 46
|  |  | 2000-01-01 | 0:47 | 0.3 | 0 | 0.2 | 0.3 | 0 | 47
|  |  | 2000-01-01 | 0:48 | 0.3 | 0 | 0.2 | 0.3 | 0 | 48
|  |  | 2000-01-01 | 0:49 | 0.3 | 0 | 0.2 | 0.3 | 0 | 49
|  |  | 2000-01-01 | 0:50 | 0.3 | 0 | 0.2 | 0.3 | 0 | 50
|  |  | 2000-01-01 | 0:51 | 0.3 | 0 | 0.2 | 0.3 | 0 | 51
|  |  | 2000-01-01 | 0:52 | 0.3 | 0 | 0.2 | 0.3 | 0 | 52
|  |  | 2000-01-01 | 0:53 | 0.3 | 0 | 0.2 | 0.3 | 0 | 53
|  |  | 2000-01-01 | 0:54 | 0.3 | 0 | 0.2 | 0.3 | 0 | 54
|  |  | 2000-01-01 | 0:55 | 0.3 | 0 | 0.2 | 0.3 | 0 | 55
|  |  | 2000-01-01 | 0:56 | 0.3 | 0 | 0.2 | 0.3 | 0 | 56
|  |  | 2000-01-01 | 0:57 | 0.3 | 0 | 0.2 | 0.3 | 0 | 57
|  |  | 2000-01-01 | 0:58 | 0.3 | 0 | 0.2 | 0.3 | 0 | 58
|  |  | 2000-01-01 | 0:59 | 0.3 | 0 | 0.2 | 0.3 | 0 | 59
|  |  | 2000-01-01 | 1:00 | 0.3 | 0 | 0.2 | 0.3 | 0 | 60
|  |  | 2000-01-01 | 1:01 | 0.3 | 0 | 0.2 | 0.3 | 0 | 61
|  |  | 2000-01-01 | 1:02 | 0.3 | 0 | 0.2 | 0.3 | 0 | 62
|  |  | 2000-01-01 | 1:03 | 0.3 | 0 | 0.2 | 0.3 | 0 | 63
|  |  | 2000-01-01 | 1:04 | 0.3 | 0 | 0.2 | 0.3 | 0 | 64
|  |  | 2000-01-01 | 1:05 | 0.3 | 0 | 0.2 | 0.3 | 0 | 65
|  |  | 2000-01-01 | 1:06 | 0.3 | 0 | 0.2 | 0.3 | 0 | 66
|  |  | 2000-01-01 | 1:07 | 0.3 | 0 | 0.2 | 0.3 | 0 | 67
|  |  | 2000-01-01 | 1:08 | 0.3 | 0 | 0.2 | 0.3 | 0 | 68
|  |  | 2000-01-01 | 1:09 | 0.3 | 0 | 0.2 | 0.3 | 0 | 69
|  |  | 2000-01-01 | 1:10 | 0.3 | 0 | 0.2 | 0.3 | 0 | 70
|  |  | 2000-01-01 | 1:11 | 0.3 | 0 | 0.2 | 0.3 | 0 | 71
|  |  | 2000-01-01 | 1:12 | 0.3 | 0 | 0.2 | 0.3 | 0 | 72
|  |  | 2000-01-01 | 1:13 | 0.3 | 0 | 0.2 | 0.3 | 0 | 73
|  |  | 2000-01-01 | 1:14 | 0.3 | 0 | 0.2 | 0.3 | 0 | 74
|  |  | 2000-01-01 | 1:15 | 0.3 | 0 | 0.2 | 0.3 | 0 | 75
|  |  | 2000-01-01 | 1:16 | 0.3 | 0 | 0.2 | 0.3 | 0 | 76
|  |  | 2000-01-01 | 1:17 | 0.3 | 0 | 0.2 | 0.3 | 0 | 77
|  |  | 2000-01-01 | 1:18 | 0.3 | 0 | 0.2 | 0.3 | 0 | 78
|  |  | 2000-01-01 | 1:19 | 0.3 | 0 | 0.2 | 0.3 | 0 | 79
|  |  | 2000-01-01 | 1:20 | 0.3 | 0 | 0.2 | 0.3 | 0 | 80
|  |  | 2000-01-01 | 1:21 | 0.3 | 0 | 0.2 | 0.3 | 0 | 81
|  |  | 2000-01-01 | 1:22 | 0.3 | 0 | 0.2 | 0.3 | 0 | 82
|  |  | 2000-01-01 | 1:23 | 0.3 | 0 | 0.2 | 0.3 | 0 | 83
|  |  | 2000-01-01 | 1:24 | 0.3 | 0 | 0.2 | 0.3 | 0 | 84
|  |  | 2000-01-01 | 1:25 | 0.3 | 0 | 0.2 | 0.3 | 0 | 85
|  |  | 2000-01-01 | 1:26 | 0.3 | 0 | 0.2 | 0.3 | 0 | 86
|  |  | 2000-01-01 | 1:27 | 0.3 | 0 | 0.2 | 0.3 | 0 | 87
|  |  | 2000-01-01 | 1:28 | 0.3 | 0 | 0.2 | 0.3 | 0 | 88
|  |  | 2000-01-01 | 1:29 | 0.3 | 0 | 0.2 | 0.3 | 0 | 89
|  |  | 2000-01-01 | 1:30 | 0.3 | 0 | 0.2 | 0.3 | 0 | 90
|  |  | 2000-01-01 | 1:31 | 0.3 | 0 | 0.2 | 0.3 | 0 | 91
|  |  | 2000-01-01 | 1:32 | 0.3 | 0 | 0.2 | 0.3 | 0 | 92
|  |  | 2000-01-01 | 1:33 | 0.3 | 0 | 0.2 | 0.3 | 0 | 93
|  |  | 2000-01-01 | 1:34 | 0.3 | 0 | 0.2 | 0.3 | 0 | 94
|  |  | 2000-01-01 | 1:35 | 0.3 | 0 | 0.2 | 0.3 | 0 | 95
|  |  | 2000-01-01 | 1:36 | 0.3 | 0 | 0.2 | 0.3 | 0 | 96
|  |  | 2000-01-01 | 1:37 | 0.3 | 0 | 0.2 | 0.3 | 0 | 97
|  |  | 2000-01-01 | 1:38 | 0.3 | 0 | 0.2 | 0.3 | 0 | 98
|  |  | 2000-01-01 | 1:39 | 0.3 | 0 | 0.2 | 0.3 | 0 | 99
|  |  | 2000-01-01 | 1:40 | 0.3 | 0 | 0.2 | 0.3 | 0 | 100
|  |  | 2000-01-01 | 1:41 | 0.3 | 0 | 0.2 | 0.3 | 0 | 101
|  |  | 2000-01-01 | 1:42 | 0.3 | 0 | 0.2 | 0.3 | 0 | 102
|  |  | 2000-01-01 | 1:43 | 0.3 | 0 | 0.2 | 0.3 | 0 | 103
|  |  | 2000-01-01 | 1:44 | 0.3 | 0 | 0.2 | 0.3 | 0 | 104
|  |  | 2000-01-01 | 1:45 | 0.3 | 0 | 0.3 | 0.3 | 0.1 | 105
|  |  | 2000-01-01 | 1:46 | 0.3 | 0 | 0.3 | 0.3 | 0.1 | 106
|  |  | 2000-01-01 | 1:47 | 0.4 | 0 | 0.3 | 0.4 | 0.1 | 107
|  |  | 2000-01-01 | 1:48 | 0.4 | 0 | 0.3 | 0.4 | 0.1 | 108
|  |  | 2000-01-01 | 1:49 | 0.4 | 0 | 0.3 | 0.4 | 0.1 | 109
|  |  | 2000-01-01 | 1:50 | 0.4 | 0 | 0.3 | 0.4 | 0.1 | 110
|  |  | 2000-01-01 | 1:51 | 0.4 | 0 | 0.3 | 0.4 | 0.1 | 111
|  |  | 2000-01-01 | 1:52 | 0.4 | 0 | 0.3 | 0.4 | 0.1 | 112
|  |  | 2000-01-01 | 1:53 | 0.4 | 0 | 0.3 | 0.4 | 0.1 | 113
|  |  | 2000-01-01 | 1:54 | 0.4 | 0 | 0.3 | 0.4 | 0.1 | 114
|  |  | 2000-01-01 | 1:55 | 0.4 | 0 | 0.3 | 0.4 | 0.1 | 115
|  |  | 2000-01-01 | 1:56 | 0.4 | 0 | 0.3 | 0.4 | 0.1 | 116
|  |  | 2000-01-01 | 1:57 | 0.4 | 0 | 0.3 | 0.4 | 0.1 | 117
|  |  | 2000-01-01 | 1:58 | 0.4 | 0 | 0.3 | 0.4 | 0.1 | 118
|  |  | 2000-01-01 | 1:59 | 0.4 | 0 | 0.3 | 0.4 | 0.1 | 119
|  |  | 2000-01-01 | 2:00 | 0.4 | 0 | 0.3 | 0.4 | 0.1 | 120
|  |  | 2000-01-01 | 2:01 | 0.4 | 0 | 0.3 | 0.4 | 0.1 | 121
|  |  | 2000-01-01 | 2:02 | 0.4 | 0 | 0.3 | 0.4 | 0.1 | 122
|  |  | 2000-01-01 | 2:03 | 0.4 | 0 | 0.3 | 0.4 | 0.1 | 123
|  |  | 2000-01-01 | 2:04 | 0.4 | 0 | 0.3 | 0.4 | 0.1 | 124
|  |  | 2000-01-01 | 2:05 | 0.4 | 0 | 0.3 | 0.4 | 0.1 | 125
|  |  | 2000-01-01 | 2:06 | 0.4 | 0 | 0.3 | 0.4 | 0.1 | 126
|  |  | 2000-01-01 | 2:07 | 0.4 | 0 | 0.3 | 0.4 | 0.1 | 127
|  |  | 2000-01-01 | 2:08 | 0.4 | 0 | 0.3 | 0.4 | 0.1 | 128
|  |  | 2000-01-01 | 2:09 | 0.4 | 0 | 0.3 | 0.4 | 0.1 | 129
|  |  | 2000-01-01 | 2:10 | 0.4 | 0 | 0.3 | 0.4 | 0.1 | 130
|  |  | 2000-01-01 | 2:11 | 0.4 | 0 | 0.3 | 0.4 | 0.1 | 131
|  |  | 2000-01-01 | 2:12 | 0.4 | 0 | 0.3 | 0.4 | 0.1 | 132
|  |  | 2000-01-01 | 2:13 | 0.4 | 0 | 0.3 | 0.4 | 0.1 | 133
|  |  | 2000-01-01 | 2:14 | 0.4 | 0 | 0.3 | 0.4 | 0.1 | 134
|  |  | 2000-01-01 | 2:15 | 0.4 | 0 | 0.3 | 0.4 | 0.1 | 135
|  |  | 2000-01-01 | 2:16 | 0.4 | 0 | 0.3 | 0.4 | 0.1 | 136
|  |  | 2000-01-01 | 2:17 | 0.4 | 0 | 0.3 | 0.4 | 0.1 | 137
|  |  | 2000-01-01 | 2:18 | 0.4 | 0 | 0.3 | 0.4 | 0.1 | 138
|  |  | 2000-01-01 | 2:19 | 0.4 | 0 | 0.3 | 0.4 | 0.1 | 139
|  |  | 2000-01-01 | 2:20 | 0.4 | 0 | 0.3 | 0.4 | 0.1 | 140
|  |  | 2000-01-01 | 2:21 | 0.4 | 0 | 0.3 | 0.4 | 0.1 | 141
|  |  | 2000-01-01 | 2:22 | 0.4 | 0 | 0.3 | 0.4 | 0.1 | 142
|  |  | 2000-01-01 | 2:23 | 0.4 | 0 | 0.3 | 0.4 | 0.1 | 143
|  |  | 2000-01-01 | 2:24 | 0.4 | 0 | 0.3 | 0.4 | 0.1 | 144
|  |  | 2000-01-01 | 2:25 | 0.4 | 0 | 0.3 | 0.4 | 0.1 | 145
|  |  | 2000-01-01 | 2:26 | 0.4 | 0 | 0.3 | 0.4 | 0.1 | 146
|  |  | 2000-01-01 | 2:27 | 0.4 | 0 | 0.3 | 0.4 | 0.1 | 147
|  |  | 2000-01-01 | 2:28 | 0.4 | 0 | 0.3 | 0.4 | 0.1 | 148
|  |  | 2000-01-01 | 2:29 | 0.4 | 0 | 0.3 | 0.4 | 0.1 | 149
|  |  | 2000-01-01 | 2:30 | 0.4 | 0 | 0.3 | 0.4 | 0.1 | 150
|  |  | 2000-01-01 | 2:31 | 0.4 | 0 | 0.3 | 0.4 | 0.1 | 151
|  |  | 2000-01-01 | 2:32 | 0.4 | 0 | 0.3 | 0.4 | 0.1 | 152
|  |  | 2000-01-01 | 2:33 | 0.4 | 0 | 0.3 | 0.4 | 0.1 | 153
|  |  | 2000-01-01 | 2:34 | 0.4 | 0 | 0.3 | 0.4 | 0.1 | 154
|  |  | 2000-01-01 | 2:35 | 0.4 | 0 | 0.3 | 0.4 | 0.1 | 155
|  |  | 2000-01-01 | 2:36 | 0.4 | 0 | 0.3 | 0.4 | 0.1 | 156
|  |  | 2000-01-01 | 2:37 | 0.4 | 0 | 0.3 | 0.4 | 0.1 | 157
|  |  | 2000-01-01 | 2:38 | 0.4 | 0 | 0.3 | 0.4 | 0.1 | 158
|  |  | 2000-01-01 | 2:39 | 0.4 | 0 | 0.3 | 0.4 | 0.1 | 159
|  |  | 2000-01-01 | 2:40 | 0.4 | 0 | 0.3 | 0.4 | 0.1 | 160
|  |  | 2000-01-01 | 2:41 | 0.4 | 0 | 0.3 | 0.4 | 0.1 | 161
|  |  | 2000-01-01 | 2:42 | 0.4 | 0 | 0.3 | 0.4 | 0.1 | 162
|  |  | 2000-01-01 | 2:43 | 0.4 | 0 | 0.3 | 0.4 | 0.1 | 163
|  |  | 2000-01-01 | 2:44 | 0.4 | 0 | 0.3 | 0.4 | 0.1 | 164
|  |  | 2000-01-01 | 2:45 | 0.4 | 0 | 0.3 | 0.4 | 0.1 | 165
|  |  | 2000-01-01 | 2:46 | 0.4 | 0 | 0.3 | 0.4 | 0.1 | 166
|  |  | 2000-01-01 | 2:47 | 0.4 | 0 | 0.3 | 0.4 | 0.1 | 167
|  |  | 2000-01-01 | 2:48 | 0.4 | 0 | 0.3 | 0.4 | 0.1 | 168
|  |  | 2000-01-01 | 2:49 | 0.4 | 0 | 0.3 | 0.4 | 0.1 | 169
|  |  | 2000-01-01 | 2:50 | 0.4 | 0 | 0.3 | 0.4 | 0.1 | 170
|  |  | 2000-01-01 | 2:51 | 0.4 | 0 | 0.3 | 0.4 | 0.1 | 171
|  |  | 2000-01-01 | 2:52 | 0.4 | 0 | 0.3 | 0.4 | 0.1 | 172
|  |  | 2000-01-01 | 2:53 | 0.4 | 0 | 0.3 | 0.4 | 0.1 | 173
|  |  | 2000-01-01 | 2:54 | 0.4 | 0 | 0.3 | 0.4 | 0.1 | 174
|  |  | 2000-01-01 | 2:55 | 0.4 | 0 | 0.3 | 0.4 | 0.1 | 175
|  |  | 2000-01-01 | 2:56 | 0.4 | 0 | 0.3 | 0.4 | 0.1 | 176
|  |  | 2000-01-01 | 2:57 | 0.4 | 0 | 0.3 | 0.4 | 0.1 | 177
|  |  | 2000-01-01 | 2:58 | 0.4 | 0 | 0.3 | 0.4 | 0.1 | 178
|  |  | 2000-01-01 | 2:59 | 0.4 | 0 | 0.3 | 0.4 | 0.1 | 179
|  |  | 2000-01-01 | 3:00 | 0.4 | 0 | 0.3 | 0.4 | 0.1 | 180
|  |  | 2000-01-01 | 3:01 | 0.4 | 0 | 0.3 | 0.4 | 0.1 | 181
|  |  | 2000-01-01 | 3:02 | 0.4 | 0 | 0.3 | 0.4 | 0.1 | 182
|  |  | 2000-01-01 | 3:03 | 0.4 | 0 | 0.3 | 0.4 | 0.1 | 183
|  |  | 2000-01-01 | 3:04 | 0.4 | 0 | 0.3 | 0.4 | 0.1 | 184
|  |  | 2000-01-01 | 3:05 | 0.4 | 0 | 0.3 | 0.4 | 0.1 | 185
|  |  | 2000-01-01 | 3:06 | 0.4 | 0 | 0.3 | 0.4 | 0.1 | 186
|  |  | 2000-01-01 | 3:07 | 0.4 | 0 | 0.3 | 0.4 | 0.1 | 187
|  |  | 2000-01-01 | 3:08 | 0.4 | 0 | 0.3 | 0.4 | 0.1 | 188
|  |  | 2000-01-01 | 3:09 | 0.4 | 0 | 0.3 | 0.4 | 0.1 | 189
|  |  | 2000-01-01 | 3:10 | 0.4 | 0 | 0.3 | 0.4 | 0.1 | 190
|  |  | 2000-01-01 | 3:11 | 0.4 | 0 | 0.3 | 0.4 | 0.1 | 191
|  |  | 2000-01-01 | 3:12 | 0.4 | 0 | 0.3 | 0.4 | 0.1 | 192
|  |  | 2000-01-01 | 3:13 | 0.4 | 0 | 0.3 | 0.4 | 0.1 | 193
|  |  | 2000-01-01 | 3:14 | 0.4 | 0 | 0.3 | 0.4 | 0.1 | 194
|  |  | 2000-01-01 | 3:15 | 0.4 | 0 | 0.3 | 0.4 | 0.1 | 195
|  |  | 2000-01-01 | 3:16 | 0.4 | 0 | 0.3 | 0.4 | 0.1 | 196
|  |  | 2000-01-01 | 3:17 | 0.4 | 0 | 0.3 | 0.4 | 0.1 | 197
|  |  | 2000-01-01 | 3:18 | 0.4 | 0 | 0.3 | 0.4 | 0.1 | 198
|  |  | 2000-01-01 | 3:19 | 0.4 | 0 | 0.3 | 0.4 | 0.1 | 199
|  |  | 2000-01-01 | 3:20 | 0.4 | 0 | 0.3 | 0.4 | 0.1 | 200
|  |  | 2000-01-01 | 3:21 | 0.4 | 0 | 0.3 | 0.4 | 0.1 | 201
|  |  | 2000-01-01 | 3:22 | 0.4 | 0 | 0.3 | 0.4 | 0.1 | 202
|  |  | 2000-01-01 | 3:23 | 0.4 | 0 | 0.3 | 0.4 | 0.1 | 203
|  |  | 2000-01-01 | 3:24 | 0.4 | 0 | 0.3 | 0.4 | 0.1 | 204
|  |  | 2000-01-01 | 3:25 | 0.4 | 0 | 0.3 | 0.4 | 0.1 | 205
|  |  | 2000-01-01 | 3:26 | 0.4 | 0 | 0.3 | 0.4 | 0.1 | 206
|  |  | 2000-01-01 | 3:27 | 0.4 | 0 | 0.3 | 0.4 | 0.1 | 207
|  |  | 2000-01-01 | 3:28 | 0.4 | 0 | 0.3 | 0.4 | 0.1 | 208
|  |  | 2000-01-01 | 3:29 | 0.4 | 0 | 0.3 | 0.4 | 0.1 | 209
|  |  | 2000-01-01 | 3:30 | 0.4 | 0 | 0.3 | 0.4 | 0.1 | 210
|  |  | 2000-01-01 | 3:31 | 0.4 | 0 | 0.3 | 0.4 | 0.1 | 211
|  |  | 2000-01-01 | 3:32 | 0.4 | 0 | 0.3 | 0.4 | 0.1 | 212
|  |  | 2000-01-01 | 3:33 | 0.4 | 0 | 0.3 | 0.4 | 0.1 | 213
|  |  | 2000-01-01 | 3:34 | 0.4 | 0 | 0.3 | 0.4 | 0.1 | 214
|  |  | 2000-01-01 | 3:35 | 0.4 | 0 | 0.3 | 0.4 | 0.1 | 215
|  |  | 2000-01-01 | 3:36 | 0.4 | 0 | 0.3 | 0.4 | 0.1 | 216
|  |  | 2000-01-01 | 3:37 | 0.4 | 0 | 0.3 | 0.4 | 0.1 | 217
|  |  | 2000-01-01 | 3:38 | 0.4 | 0 | 0.3 | 0.4 | 0.1 | 218
|  |  | 2000-01-01 | 3:39 | 0.4 | 0 | 0.3 | 0.4 | 0.1 | 219
|  |  | 2000-01-01 | 3:40 | 0.4 | 0 | 0.3 | 0.4 | 0.1 | 220
|  |  | 2000-01-01 | 3:41 | 0.4 | 0 | 0.3 | 0.4 | 0.1 | 221
|  |  | 2000-01-01 | 3:42 | 0.4 | 0 | 0.3 | 0.4 | 0.1 | 222
|  |  | 2000-01-01 | 3:43 | 0.4 | 0 | 0.3 | 0.4 | 0.1 | 223
|  |  | 2000-01-01 | 3:44 | 0.4 | 0 | 0.4 | 0.4 | 0.1 | 224
|  |  | 2000-01-01 | 3:45 | 0.4 | 0 | 0.4 | 0.4 | 0.1 | 225
|  |  | 2000-01-01 | 3:46 | 0.4 | 0 | 0.4 | 0.4 | 0.1 | 226
|  |  | 2000-01-01 | 3:47 | 0.4 | 0 | 0.4 | 0.4 | 0.1 | 227
|  |  | 2000-01-01 | 3:48 | 0.4 | 0 | 0.4 | 0.4 | 0.1 | 228
|  |  | 2000-01-01 | 3:49 | 0.4 | 0 | 0.4 | 0.4 | 0.1 | 229
|  |  | 2000-01-01 | 3:50 | 0.4 | 0 | 0.4 | 0.4 | 0.1 | 230
|  |  | 2000-01-01 | 3:51 | 0.4 | 0 | 0.4 | 0.4 | 0.1 | 231
|  |  | 2000-01-01 | 3:52 | 0.4 | 0 | 0.4 | 0.4 | 0.1 | 232
|  |  | 2000-01-01 | 3:53 | 0.4 | 0 | 0.4 | 0.4 | 0.1 | 233
|  |  | 2000-01-01 | 3:54 | 0.4 | 0 | 0.4 | 0.4 | 0.1 | 234
|  |  | 2000-01-01 | 3:55 | 0.4 | 0 | 0.4 | 0.4 | 0.1 | 235
|  |  | 2000-01-01 | 3:56 | 0.4 | 0 | 0.4 | 0.4 | 0.1 | 236
|  |  | 2000-01-01 | 3:57 | 0.4 | 0 | 0.4 | 0.4 | 0.1 | 237
|  |  | 2000-01-01 | 3:58 | 0.4 | 0 | 0.4 | 0.4 | 0.1 | 238
|  |  | 2000-01-01 | 3:59 | 0.4 | 0 | 0.4 | 0.4 | 0.1 | 239
|  |  | 2000-01-01 | 4:00 | 0.4 | 0 | 0.4 | 0.4 | 0.1 | 240
|  |  | 2000-01-01 | 4:01 | 0.4 | 0 | 0.4 | 0.4 | 0.1 | 241
|  |  | 2000-01-01 | 4:02 | 0.4 | 0 | 0.4 | 0.4 | 0.1 | 242
|  |  | 2000-01-01 | 4:03 | 0.4 | 0 | 0.4 | 0.4 | 0.1 | 243
|  |  | 2000-01-01 | 4:04 | 0.4 | 0 | 0.4 | 0.4 | 0.1 | 244
|  |  | 2000-01-01 | 4:05 | 0.4 | 0 | 0.4 | 0.4 | 0.1 | 245
|  |  | 2000-01-01 | 4:06 | 0.4 | 0 | 0.4 | 0.4 | 0.1 | 246
|  |  | 2000-01-01 | 4:07 | 0.4 | 0 | 0.4 | 0.4 | 0.1 | 247
|  |  | 2000-01-01 | 4:08 | 0.4 | 0 | 0.4 | 0.4 | 0.1 | 248
|  |  | 2000-01-01 | 4:09 | 0.4 | 0 | 0.4 | 0.4 | 0.1 | 249
|  |  | 2000-01-01 | 4:10 | 0.4 | 0 | 0.4 | 0.4 | 0.1 | 250
|  |  | 2000-01-01 | 4:11 | 0.4 | 0 | 0.4 | 0.4 | 0.1 | 251
|  |  | 2000-01-01 | 4:12 | 0.4 | 0 | 0.4 | 0.4 | 0.1 | 252
|  |  | 2000-01-01 | 4:13 | 0.4 | 0 | 0.4 | 0.4 | 0.1 | 253
|  |  | 2000-01-01 | 4:14 | 0.4 | 0 | 0.4 | 0.4 | 0.1 | 254
|  |  | 2000-01-01 | 4:15 | 0.4 | 0 | 0.4 | 0.4 | 0.1 | 255
|  |  | 2000-01-01 | 4:16 | 0.4 | 0 | 0.4 | 0.4 | 0.1 | 256
|  |  | 2000-01-01 | 4:17 | 0.4 | 0 | 0.4 | 0.4 | 0.1 | 257
|  |  | 2000-01-01 | 4:18 | 0.4 | 0 | 0.4 | 0.4 | 0.1 | 258
|  |  | 2000-01-01 | 4:19 | 0.4 | 0 | 0.4 | 0.4 | 0.1 | 259
|  |  | 2000-01-01 | 4:20 | 0.4 | 0 | 0.4 | 0.4 | 0.1 | 260
|  |  | 2000-01-01 | 4:21 | 0.4 | 0 | 0.4 | 0.4 | 0.1 | 261
|  |  | 2000-01-01 | 4:22 | 0.4 | 0 | 0.4 | 0.4 | 0.1 | 262
|  |  | 2000-01-01 | 4:23 | 0.4 | 0 | 0.4 | 0.4 | 0.1 | 263
|  |  | 2000-01-01 | 4:24 | 0.4 | 0 | 0.4 | 0.4 | 0.1 | 264
|  |  | 2000-01-01 | 4:25 | 0.4 | 0 | 0.4 | 0.4 | 0.1 | 265
|  |  | 2000-01-01 | 4:26 | 0.4 | 0 | 0.4 | 0.4 | 0.1 | 266
|  |  | 2000-01-01 | 4:27 | 0.4 | 0 | 0.4 | 0.4 | 0.1 | 267
|  |  | 2000-01-01 | 4:28 | 0.4 | 0 | 0.4 | 0.4 | 0.1 | 268
|  |  | 2000-01-01 | 4:29 | 0.4 | 0 | 0.4 | 0.4 | 0.1 | 269
|  |  | 2000-01-01 | 4:30 | 0.4 | 0 | 0.4 | 0.4 | 0.1 | 270
|  |  | 2000-01-01 | 4:31 | 0.4 | 0 | 0.4 | 0.4 | 0.1 | 271
|  |  | 2000-01-01 | 4:32 | 0.4 | 0 | 0.4 | 0.4 | 0.1 | 272
|  |  | 2000-01-01 | 4:33 | 0.4 | 0 | 0.4 | 0.4 | 0.1 | 273
|  |  | 2000-01-01 | 4:34 | 0.4 | 0 | 0.4 | 0.4 | 0.1 | 274
|  |  | 2000-01-01 | 4:35 | 0.4 | 0 | 0.4 | 0.4 | 0.1 | 275
|  |  | 2000-01-01 | 4:36 | 0.4 | 0 | 0.4 | 0.4 | 0.1 | 276
|  |  | 2000-01-01 | 4:37 | 0.4 | 0 | 0.4 | 0.4 | 0.1 | 277
|  |  | 2000-01-01 | 4:38 | 0.4 | 0 | 0.4 | 0.4 | 0.1 | 278
|  |  | 2000-01-01 | 4:39 | 0.4 | 0 | 0.4 | 0.4 | 0.1 | 279
|  |  | 2000-01-01 | 4:40 | 0.4 | 0 | 0.4 | 0.4 | 0.1 | 280
|  |  | 2000-01-01 | 4:41 | 0.4 | 0 | 0.4 | 0.4 | 0.1 | 281
|  |  | 2000-01-01 | 4:42 | 0.4 | 0 | 0.4 | 0.4 | 0.1 | 282
|  |  | 2000-01-01 | 4:43 | 0.4 | 0 | 0.4 | 0.4 | 0.1 | 283
|  |  | 2000-01-01 | 4:44 | 0.4 | 0 | 0.4 | 0.4 | 0.1 | 284
|  |  | 2000-01-01 | 4:45 | 0.4 | 0 | 0.4 | 0.4 | 0.1 | 285
|  |  | 2000-01-01 | 4:46 | 0.4 | 0 | 0.4 | 0.4 | 0.1 | 286
|  |  | 2000-01-01 | 4:47 | 0.4 | 0 | 0.4 | 0.4 | 0.1 | 287
|  |  | 2000-01-01 | 4:48 | 0.4 | 0 | 0.4 | 0.4 | 0.1 | 288
|  |  | 2000-01-01 | 4:49 | 0.4 | 0 | 0.4 | 0.4 | 0.1 | 289
|  |  | 2000-01-01 | 4:50 | 0.4 | 0 | 0.4 | 0.4 | 0.1 | 290
|  |  | 2000-01-01 | 4:51 | 0.4 | 0 | 0.4 | 0.4 | 0.1 | 291
|  |  | 2000-01-01 | 4:52 | 0.4 | 0 | 0.4 | 0.4 | 0.1 | 292
|  |  | 2000-01-01 | 4:53 | 0.4 | 0 | 0.4 | 0.4 | 0.1 | 293
|  |  | 2000-01-01 | 4:54 | 0.4 | 0 | 0.4 | 0.4 | 0.1 | 294
|  |  | 2000-01-01 | 4:55 | 0.4 | 0 | 0.4 | 0.4 | 0.1 | 295
|  |  | 2000-01-01 | 4:56 | 0.4 | 0 | 0.4 | 0.4 | 0.1 | 296
|  |  | 2000-01-01 | 4:57 | 0.4 | 0 | 0.4 | 0.4 | 0.1 | 297
|  |  | 2000-01-01 | 4:58 | 0.4 | 0 | 0.4 | 0.4 | 0.1 | 298
|  |  | 2000-01-01 | 4:59 | 0.4 | 0 | 0.4 | 0.4 | 0.1 | 299
|  |  | 2000-01-01 | 5:00 | 0.4 | 0 | 0.4 | 0.4 | 0.1 | 300
|  |  | 2000-01-01 | 5:01 | 0.4 | 0 | 0.4 | 0.4 | 0.1 | 301
|  |  | 2000-01-01 | 5:02 | 0.4 | 0 | 0.4 | 0.4 | 0.1 | 302
|  |  | 2000-01-01 | 5:03 | 0.4 | 0 | 0.4 | 0.4 | 0.1 | 303
|  |  | 2000-01-01 | 5:04 | 0.4 | 0 | 0.4 | 0.4 | 0.1 | 304
|  |  | 2000-01-01 | 5:05 | 0.4 | 0 | 0.4 | 0.4 | 0.1 | 305
|  |  | 2000-01-01 | 5:06 | 0.4 | 0 | 0.4 | 0.4 | 0.1 | 306
|  |  | 2000-01-01 | 5:07 | 0.4 | 0 | 0.4 | 0.4 | 0.1 | 307
|  |  | 2000-01-01 | 5:08 | 0.4 | 0 | 0.4 | 0.4 | 0.1 | 308
|  |  | 2000-01-01 | 5:09 | 0.4 | 0 | 0.4 | 0.4 | 0.1 | 309
|  |  | 2000-01-01 | 5:10 | 0.4 | 0 | 0.4 | 0.4 | 0.1 | 310
|  |  | 2000-01-01 | 5:11 | 0.4 | 0 | 0.4 | 0.4 | 0.1 | 311
|  |  | 2000-01-01 | 5:12 | 0.4 | 0 | 0.4 | 0.4 | 0.1 | 312
|  |  | 2000-01-01 | 5:13 | 0.4 | 0 | 0.4 | 0.4 | 0.1 | 313
|  |  | 2000-01-01 | 5:14 | 0.4 | 0 | 0.4 | 0.4 | 0.1 | 314
|  |  | 2000-01-01 | 5:15 | 0.4 | 0 | 0.4 | 0.4 | 0.1 | 315
|  |  | 2000-01-01 | 5:16 | 0.4 | 0 | 0.4 | 0.4 | 0.1 | 316
|  |  | 2000-01-01 | 5:17 | 0.4 | 0 | 0.4 | 0.4 | 0.1 | 317
|  |  | 2000-01-01 | 5:18 | 0.4 | 0 | 0.4 | 0.4 | 0.1 | 318
|  |  | 2000-01-01 | 5:19 | 0.4 | 0 | 0.4 | 0.4 | 0.1 | 319
|  |  | 2000-01-01 | 5:20 | 0.4 | 0 | 0.4 | 0.4 | 0.1 | 320
|  |  | 2000-01-01 | 5:21 | 0.4 | 0 | 0.4 | 0.4 | 0.1 | 321
|  |  | 2000-01-01 | 5:22 | 0.4 | 0 | 0.4 | 0.4 | 0.1 | 322
|  |  | 2000-01-01 | 5:23 | 0.4 | 0 | 0.4 | 0.4 | 0.1 | 323
|  |  | 2000-01-01 | 5:24 | 0.4 | 0 | 0.4 | 0.4 | 0.1 | 324
|  |  | 2000-01-01 | 5:25 | 0.4 | 0 | 0.4 | 0.4 | 0.1 | 325
|  |  | 2000-01-01 | 5:26 | 0.4 | 0 | 0.4 | 0.4 | 0.1 | 326
|  |  | 2000-01-01 | 5:27 | 0.4 | 0 | 0.4 | 0.4 | 0.1 | 327
|  |  | 2000-01-01 | 5:28 | 0.4 | 0 | 0.4 | 0.4 | 0.1 | 328
|  |  | 2000-01-01 | 5:29 | 0.4 | 0 | 0.4 | 0.4 | 0.1 | 329
|  |  | 2000-01-01 | 5:30 | 0.4 | 0 | 0.4 | 0.4 | 0.1 | 330
|  |  | 2000-01-01 | 5:31 | 0.4 | 0 | 0.4 | 0.4 | 0.1 | 331
|  |  | 2000-01-01 | 5:32 | 0.4 | 0 | 0.4 | 0.4 | 0.1 | 332
|  |  | 2000-01-01 | 5:33 | 0.4 | 0 | 0.4 | 0.4 | 0.1 | 333
|  |  | 2000-01-01 | 5:34 | 0.4 | 0 | 0.4 | 0.4 | 0.1 | 334
|  |  | 2000-01-01 | 5:35 | 0.4 | 0 | 0.4 | 0.4 | 0.1 | 335
|  |  | 2000-01-01 | 5:36 | 0.4 | 0 | 0.4 | 0.4 | 0.1 | 336
|  |  | 2000-01-01 | 5:37 | 0.4 | 0 | 0.4 | 0.4 | 0.1 | 337
|  |  | 2000-01-01 | 5:38 | 0.4 | 0 | 0.4 | 0.4 | 0.1 | 338
|  |  | 2000-01-01 | 5:39 | 0.4 | 0 | 0.4 | 0.4 | 0.1 | 339
|  |  | 2000-01-01 | 5:40 | 0.4 | 0 | 0.4 | 0.4 | 0.1 | 340
|  |  | 2000-01-01 | 5:41 | 0.4 | 0 | 0.4 | 0.4 | 0.1 | 341
|  |  | 2000-01-01 | 5:42 | 0.4 | 0 | 0.4 | 0.4 | 0.1 | 342
|  |  | 2000-01-01 | 5:43 | 0.4 | 0 | 0.4 | 0.4 | 0.1 | 343
|  |  | 2000-01-01 | 5:44 | 0.4 | 0 | 0.4 | 0.4 | 0.1 | 344
|  |  | 2000-01-01 | 5:45 | 0.4 | 0 | 0.4 | 0.4 | 0.1 | 345
|  |  | 2000-01-01 | 5:46 | 0.4 | 0 | 0.4 | 0.4 | 0.1 | 346
|  |  | 2000-01-01 | 5:47 | 0.4 | 0 | 0.4 | 0.4 | 0.1 | 347
|  |  | 2000-01-01 | 5:48 | 0.4 | 0 | 0.4 | 0.4 | 0.1 | 348
|  |  | 2000-01-01 | 5:49 | 0.4 | 0 | 0.4 | 0.4 | 0.1 | 349
|  |  | 2000-01-01 | 5:50 | 0.4 | 0 | 0.4 | 0.4 | 0.1 | 350
|  |  | 2000-01-01 | 5:51 | 0.4 | 0 | 0.4 | 0.4 | 0.1 | 351
|  |  | 2000-01-01 | 5:52 | 0.4 | 0 | 0.4 | 0.4 | 0.1 | 352
|  |  | 2000-01-01 | 5:53 | 0.4 | 0 | 0.4 | 0.4 | 0.1 | 353
|  |  | 2000-01-01 | 5:54 | 0.4 | 0 | 0.4 | 0.4 | 0.1 | 354
|  |  | 2000-01-01 | 5:55 | 0.4 | 0 | 0.4 | 0.4 | 0.1 | 355
|  |  | 2000-01-01 | 5:56 | 0.4 | 0 | 0.4 | 0.4 | 0.1 | 356
|  |  | 2000-01-01 | 5:57 | 0.4 | 0 | 0.4 | 0.4 | 0.1 | 357
|  |  | 2000-01-01 | 5:58 | 0.4 | 0 | 0.4 | 0.4 | 0.1 | 358
|  |  | 2000-01-01 | 5:59 | 0.4 | 0 | 0.4 | 0.4 | 0.1 | 359
|  |  | 2000-01-01 | 6:00 | 0.4 | 0 | 0.4 | 0.4 | 0.1 | 360
|  |  | 2000-01-01 | 6:01 | 0.4 | 0 | 0.4 | 0.4 | 0.1 | 361
|  |  | 2000-01-01 | 6:02 | 0.4 | 0 | 0.4 | 0.4 | 0.1 | 362
|  |  | 2000-01-01 | 6:03 | 0.4 | 0 | 0.4 | 0.4 | 0.1 | 363
|  |  | 2000-01-01 | 6:04 | 0.4 | 0 | 0.4 | 0.4 | 0.1 | 364
|  |  | 2000-01-01 | 6:05 | 0.4 | 0 | 0.4 | 0.4 | 0.1 | 365
|  |  | 2000-01-01 | 6:06 | 0.4 | 0 | 0.4 | 0.4 | 0.1 | 366
|  |  | 2000-01-01 | 6:07 | 0.4 | 0 | 0.4 | 0.4 | 0.1 | 367
|  |  | 2000-01-01 | 6:08 | 0.4 | 0 | 0.4 | 0.4 | 0.1 | 368
|  |  | 2000-01-01 | 6:09 | 0.4 | 0 | 0.4 | 0.4 | 0.1 | 369
|  |  | 2000-01-01 | 6:10 | 0.4 | 0 | 0.4 | 0.4 | 0.1 | 370
|  |  | 2000-01-01 | 6:11 | 0.4 | 0 | 0.4 | 0.4 | 0.1 | 371
|  |  | 2000-01-01 | 6:12 | 0.4 | 0 | 0.4 | 0.4 | 0.1 | 372
|  |  | 2000-01-01 | 6:13 | 0.4 | 0 | 0.4 | 0.4 | 0.1 | 373
|  |  | 2000-01-01 | 6:14 | 0.4 | 0 | 0.4 | 0.4 | 0.1 | 374
|  |  | 2000-01-01 | 6:15 | 0.4 | 0 | 0.4 | 0.4 | 0.1 | 375
|  |  | 2000-01-01 | 6:16 | 0.4 | 0 | 0.4 | 0.4 | 0.1 | 376
|  |  | 2000-01-01 | 6:17 | 0.4 | 0 | 0.4 | 0.4 | 0.1 | 377
|  |  | 2000-01-01 | 6:18 | 0.4 | 0 | 0.4 | 0.4 | 0.1 | 378
|  |  | 2000-01-01 | 6:19 | 0.4 | 0 | 0.4 | 0.4 | 0.1 | 379
|  |  | 2000-01-01 | 6:20 | 0.4 | 0 | 0.4 | 0.4 | 0.1 | 380
|  |  | 2000-01-01 | 6:21 | 0.4 | 0 | 0.4 | 0.4 | 0.1 | 381
|  |  | 2000-01-01 | 6:22 | 0.4 | 0 | 0.4 | 0.4 | 0.1 | 382
|  |  | 2000-01-01 | 6:23 | 0.4 | 0 | 0.4 | 0.4 | 0.1 | 383
|  |  | 2000-01-01 | 6:24 | 0.4 | 0 | 0.4 | 0.4 | 0.1 | 384
|  |  | 2000-01-01 | 6:25 | 0.4 | 0 | 0.4 | 0.4 | 0.1 | 385
|  |  | 2000-01-01 | 6:26 | 0.4 | 0 | 0.4 | 0.4 | 0.1 | 386
|  |  | 2000-01-01 | 6:27 | 0.4 | 0 | 0.4 | 0.4 | 0.1 | 387
|  |  | 2000-01-01 | 6:28 | 0.4 | 0 | 0.4 | 0.4 | 0.1 | 388
|  |  | 2000-01-01 | 6:29 | 0.4 | 0 | 0.4 | 0.4 | 0.1 | 389
|  |  | 2000-01-01 | 6:30 | 0.4 | 0 | 0.4 | 0.4 | 0.1 | 390
|  |  | 2000-01-01 | 6:31 | 0.4 | 0 | 0.4 | 0.4 | 0.1 | 391
|  |  | 2000-01-01 | 6:32 | 0.4 | 0 | 0.4 | 0.4 | 0.1 | 392
|  |  | 2000-01-01 | 6:33 | 0.4 | 0 | 0.4 | 0.4 | 0.1 | 393
|  |  | 2000-01-01 | 6:34 | 0.4 | 0 | 0.4 | 0.4 | 0.1 | 394
|  |  | 2000-01-01 | 6:35 | 0.4 | 0 | 0.4 | 0.4 | 0.1 | 395
|  |  | 2000-01-01 | 6:36 | 0.4 | 0 | 0.4 | 0.4 | 0.1 | 396
|  |  | 2000-01-01 | 6:37 | 0.4 | 0 | 0.4 | 0.4 | 0.1 | 397
|  |  | 2000-01-01 | 6:38 | 0.4 | 0 | 0.4 | 0.4 | 0.1 | 398
|  |  | 2000-01-01 | 6:39 | 0.4 | 0 | 0.4 | 0.4 | 0.1 | 399
|  |  | 2000-01-01 | 6:40 | 0.4 | 0 | 0.4 | 0.4 | 0.1 | 400
|  |  | 2000-01-01 | 6:41 | 0.4 | 0 | 0.4 | 0.4 | 0.1 | 401
|  |  | 2000-01-01 | 6:42 | 0.4 | 0 | 0.4 | 0.4 | 0.1 | 402
|  |  | 2000-01-01 | 6:43 | 0.4 | 0 | 0.4 | 0.4 | 0.1 | 403
|  |  | 2000-01-01 | 6:44 | 0.4 | 0 | 0.4 | 0.4 | 0.1 | 404
|  |  | 2000-01-01 | 6:45 | 0.4 | 0 | 0.4 | 0.4 | 0.1 | 405
|  |  | 2000-01-01 | 6:46 | 0.4 | 0 | 0.4 | 0.4 | 0.1 | 406
|  |  | 2000-01-01 | 6:47 | 0.4 | 0 | 0.4 | 0.4 | 0.1 | 407
|  |  | 2000-01-01 | 6:48 | 0.4 | 0 | 0.4 | 0.4 | 0.1 | 408
|  |  | 2000-01-01 | 6:49 | 0.4 | 0 | 0.4 | 0.4 | 0.1 | 409
|  |  | 2000-01-01 | 6:50 | 0.4 | 0 | 0.4 | 0.4 | 0.1 | 410
|  |  | 2000-01-01 | 6:51 | 0.4 | 0 | 0.4 | 0.4 | 0.1 | 411
|  |  | 2000-01-01 | 6:52 | 0.4 | 0 | 0.4 | 0.4 | 0.1 | 412
|  |  | 2000-01-01 | 6:53 | 0.4 | 0 | 0.4 | 0.4 | 0.1 | 413
|  |  | 2000-01-01 | 6:54 | 0.4 | 0 | 0.4 | 0.4 | 0.1 | 414
|  |  | 2000-01-01 | 6:55 | 0.4 | 0 | 0.4 | 0.4 | 0.1 | 415
|  |  | 2000-01-01 | 6:56 | 0.4 | 0 | 0.4 | 0.4 | 0.1 | 416
|  |  | 2000-01-01 | 6:57 | 0.4 | 0 | 0.4 | 0.4 | 0.1 | 417
|  |  | 2000-01-01 | 6:58 | 0.4 | 0 | 0.4 | 0.4 | 0.1 | 418
|  |  | 2000-01-01 | 6:59 | 0.4 | 0 | 0.4 | 0.4 | 0.1 | 419
|  |  | 2000-01-01 | 7:00 | 0.4 | 0 | 0.4 | 0.4 | 0.1 | 420
|  |  | 2000-01-01 | 7:01 | 0.4 | 0 | 0.4 | 0.4 | 0.1 | 421
|  |  | 2000-01-01 | 7:02 | 0.4 | 0 | 0.4 | 0.4 | 0.1 | 422
|  |  | 2000-01-01 | 7:03 | 0.4 | 0 | 0.4 | 0.4 | 0.1 | 423
|  |  | 2000-01-01 | 7:04 | 0.4 | 0 | 0.4 | 0.4 | 0.1 | 424
|  |  | 2000-01-01 | 7:05 | 0.4 | 0 | 0.4 | 0.4 | 0.1 | 425
|  |  | 2000-01-01 | 7:06 | 0.4 | 0 | 0.4 | 0.4 | 0.1 | 426
|  |  | 2000-01-01 | 7:07 | 0.4 | 0 | 0.4 | 0.4 | 0.1 | 427
|  |  | 2000-01-01 | 7:08 | 0.4 | 0 | 0.4 | 0.4 | 0.1 | 428
|  |  | 2000-01-01 | 7:09 | 0.4 | 0 | 0.4 | 0.4 | 0.1 | 429
|  |  | 2000-01-01 | 7:10 | 0.4 | 0 | 0.4 | 0.4 | 0.1 | 430
|  |  | 2000-01-01 | 7:11 | 0.4 | 0 | 0.4 | 0.4 | 0.1 | 431
|  |  | 2000-01-01 | 7:12 | 0.4 | 0 | 0.4 | 0.4 | 0.1 | 432
|  |  | 2000-01-01 | 7:13 | 0.4 | 0 | 0.4 | 0.4 | 0.1 | 433
|  |  | 2000-01-01 | 7:14 | 0.4 | 0 | 0.4 | 0.4 | 0.1 | 434
|  |  | 2000-01-01 | 7:15 | 0.4 | 0 | 0.4 | 0.4 | 0.1 | 435
|  |  | 2000-01-01 | 7:16 | 0.4 | 0 | 0.4 | 0.4 | 0.1 | 436
|  |  | 2000-01-01 | 7:17 | 0.4 | 0 | 0.4 | 0.4 | 0.1 | 437
|  |  | 2000-01-01 | 7:18 | 0.4 | 0 | 0.4 | 0.4 | 0.1 | 438
|  |  | 2000-01-01 | 7:19 | 0.4 | 0 | 0.4 | 0.4 | 0.1 | 439
|  |  | 2000-01-01 | 7:20 | 0.4 | 0 | 0.4 | 0.4 | 0.1 | 440
|  |  | 2000-01-01 | 7:21 | 0.4 | 0 | 0.4 | 0.4 | 0.1 | 441
|  |  | 2000-01-01 | 7:22 | 0.4 | 0 | 0.4 | 0.4 | 0.1 | 442
|  |  | 2000-01-01 | 7:23 | 0.4 | 0 | 0.4 | 0.4 | 0.1 | 443
|  |  | 2000-01-01 | 7:24 | 0.4 | 0 | 0.4 | 0.4 | 0.1 | 444
|  |  | 2000-01-01 | 7:25 | 0.4 | 0 | 0.4 | 0.4 | 0.1 | 445
|  |  | 2000-01-01 | 7:26 | 0.4 | 0 | 0.4 | 0.4 | 0.1 | 446
|  |  | 2000-01-01 | 7:27 | 0.4 | 0 | 0.4 | 0.4 | 0.1 | 447
|  |  | 2000-01-01 | 7:28 | 0.4 | 0 | 0.4 | 0.4 | 0.1 | 448
|  |  | 2000-01-01 | 7:29 | 0.4 | 0 | 0.4 | 0.4 | 0.1 | 449
|  |  | 2000-01-01 | 7:30 | 0.4 | 0 | 0.4 | 0.4 | 0.1 | 450
|  |  | 2000-01-01 | 7:31 | 0.4 | 0 | 0.4 | 0.4 | 0.1 | 451
|  |  | 2000-01-01 | 7:32 | 0.4 | 0 | 0.4 | 0.4 | 0.1 | 452
|  |  | 2000-01-01 | 7:33 | 0.4 | 0 | 0.4 | 0.4 | 0.1 | 453
|  |  | 2000-01-01 | 7:34 | 0.4 | 0 | 0.4 | 0.4 | 0.1 | 454
|  |  | 2000-01-01 | 7:35 | 0.4 | 0 | 0.4 | 0.4 | 0.1 | 455
|  |  | 2000-01-01 | 7:36 | 0.4 | 0 | 0.4 | 0.4 | 0.1 | 456
|  |  | 2000-01-01 | 7:37 | 0.4 | 0 | 0.4 | 0.4 | 0.1 | 457
|  |  | 2000-01-01 | 7:38 | 0.5 | 0 | 0.4 | 0.5 | 0.1 | 458
|  |  | 2000-01-01 | 7:39 | 0.5 | 0 | 0.4 | 0.5 | 0.1 | 459
|  |  | 2000-01-01 | 7:40 | 0.5 | 0 | 0.4 | 0.5 | 0.1 | 460
|  |  | 2000-01-01 | 7:41 | 0.5 | 0 | 0.4 | 0.5 | 0.1 | 461
|  |  | 2000-01-01 | 7:42 | 0.5 | 0 | 0.4 | 0.5 | 0.1 | 462
|  |  | 2000-01-01 | 7:43 | 0.5 | 0 | 0.4 | 0.5 | 0.1 | 463
|  |  | 2000-01-01 | 7:44 | 0.5 | 0 | 0.4 | 0.5 | 0.1 | 464
|  |  | 2000-01-01 | 7:45 | 0.5 | 0 | 0.4 | 0.5 | 0.1 | 465
|  |  | 2000-01-01 | 7:46 | 0.5 | 0 | 0.4 | 0.5 | 0.1 | 466
|  |  | 2000-01-01 | 7:47 | 0.5 | 0 | 0.4 | 0.5 | 0.1 | 467
|  |  | 2000-01-01 | 7:48 | 0.5 | 0 | 0.4 | 0.5 | 0.1 | 468
|  |  | 2000-01-01 | 7:49 | 0.5 | 0 | 0.4 | 0.5 | 0.1 | 469
|  |  | 2000-01-01 | 7:50 | 0.5 | 0 | 0.4 | 0.5 | 0.1 | 470
|  |  | 2000-01-01 | 7:51 | 0.5 | 0 | 0.4 | 0.5 | 0.1 | 471
|  |  | 2000-01-01 | 7:52 | 0.5 | 0 | 0.4 | 0.5 | 0.1 | 472
|  |  | 2000-01-01 | 7:53 | 0.5 | 0 | 0.4 | 0.5 | 0.1 | 473
|  |  | 2000-01-01 | 7:54 | 0.5 | 0 | 0.4 | 0.5 | 0.1 | 474
|  |  | 2000-01-01 | 7:55 | 0.5 | 0 | 0.4 | 0.5 | 0.1 | 475
|  |  | 2000-01-01 | 7:56 | 0.5 | 0 | 0.4 | 0.5 | 0.1 | 476
|  |  | 2000-01-01 | 7:57 | 0.5 | 0 | 0.4 | 0.5 | 0.1 | 477
|  |  | 2000-01-01 | 7:58 | 0.5 | 0 | 0.4 | 0.5 | 0.1 | 478
|  |  | 2000-01-01 | 7:59 | 0.5 | 0 | 0.4 | 0.5 | 0.1 | 479
|  |  | 2000-01-01 | 8:00 | 0.5 | 0 | 0.4 | 0.5 | 0.1 | 480
|  |  | 2000-01-01 | 8:01 | 0.5 | 0 | 0.4 | 0.5 | 0.1 | 481
|  |  | 2000-01-01 | 8:02 | 0.5 | 0 | 0.4 | 0.5 | 0.1 | 482
|  |  | 2000-01-01 | 8:03 | 0.5 | 0 | 0.4 | 0.5 | 0.1 | 483
|  |  | 2000-01-01 | 8:04 | 0.5 | 0 | 0.4 | 0.5 | 0.1 | 484
|  |  | 2000-01-01 | 8:05 | 0.5 | 0 | 0.4 | 0.5 | 0.1 | 485
|  |  | 2000-01-01 | 8:06 | 0.5 | 0 | 0.4 | 0.5 | 0.1 | 486
|  |  | 2000-01-01 | 8:07 | 0.5 | 0 | 0.4 | 0.5 | 0.1 | 487
|  |  | 2000-01-01 | 8:08 | 0.5 | 0 | 0.4 | 0.5 | 0.1 | 488
|  |  | 2000-01-01 | 8:09 | 0.5 | 0 | 0.4 | 0.5 | 0.1 | 489
|  |  | 2000-01-01 | 8:10 | 0.5 | 0 | 0.4 | 0.5 | 0.1 | 490
|  |  | 2000-01-01 | 8:11 | 0.5 | 0 | 0.4 | 0.5 | 0.1 | 491
|  |  | 2000-01-01 | 8:12 | 0.5 | 0 | 0.4 | 0.5 | 0.1 | 492
|  |  | 2000-01-01 | 8:13 | 0.5 | 0 | 0.4 | 0.5 | 0.1 | 493
|  |  | 2000-01-01 | 8:14 | 0.5 | 0 | 0.4 | 0.5 | 0.1 | 494
|  |  | 2000-01-01 | 8:15 | 0.5 | 0 | 0.4 | 0.5 | 0.1 | 495
|  |  | 2000-01-01 | 8:16 | 0.5 | 0 | 0.4 | 0.5 | 0.1 | 496
|  |  | 2000-01-01 | 8:17 | 0.5 | 0 | 0.4 | 0.5 | 0.1 | 497
|  |  | 2000-01-01 | 8:18 | 0.5 | 0 | 0.4 | 0.5 | 0.1 | 498
|  |  | 2000-01-01 | 8:19 | 0.5 | 0 | 0.4 | 0.5 | 0.1 | 499
|  |  | 2000-01-01 | 8:20 | 0.5 | 0 | 0.4 | 0.5 | 0.1 | 500
|  |  | 2000-01-01 | 8:21 | 0.5 | 0 | 0.4 | 0.5 | 0.1 | 501
|  |  | 2000-01-01 | 8:22 | 0.5 | 0 | 0.4 | 0.5 | 0.1 | 502
|  |  | 2000-01-01 | 8:23 | 0.5 | 0 | 0.4 | 0.5 | 0.1 | 503
|  |  | 2000-01-01 | 8:24 | 0.5 | 0 | 0.4 | 0.5 | 0.1 | 504
|  |  | 2000-01-01 | 8:25 | 0.5 | 0 | 0.4 | 0.5 | 0.1 | 505
|  |  | 2000-01-01 | 8:26 | 0.5 | 0 | 0.4 | 0.5 | 0.1 | 506
|  |  | 2000-01-01 | 8:27 | 0.5 | 0 | 0.4 | 0.5 | 0.1 | 507
|  |  | 2000-01-01 | 8:28 | 0.5 | 0 | 0.4 | 0.5 | 0.1 | 508
|  |  | 2000-01-01 | 8:29 | 0.5 | 0 | 0.4 | 0.5 | 0.1 | 509
|  |  | 2000-01-01 | 8:30 | 0.5 | 0 | 0.4 | 0.5 | 0.1 | 510
|  |  | 2000-01-01 | 8:31 | 0.5 | 0 | 0.4 | 0.5 | 0.1 | 511
|  |  | 2000-01-01 | 8:32 | 0.5 | 0 | 0.4 | 0.5 | 0.1 | 512
|  |  | 2000-01-01 | 8:33 | 0.5 | 0 | 0.4 | 0.5 | 0.1 | 513
|  |  | 2000-01-01 | 8:34 | 0.5 | 0 | 0.5 | 0.5 | 0.1 | 514
|  |  | 2000-01-01 | 8:35 | 0.5 | 0 | 0.5 | 0.5 | 0.1 | 515
|  |  | 2000-01-01 | 8:36 | 0.5 | 0 | 0.5 | 0.5 | 0.1 | 516
|  |  | 2000-01-01 | 8:37 | 0.5 | 0 | 0.5 | 0.5 | 0.1 | 517
|  |  | 2000-01-01 | 8:38 | 0.5 | 0 | 0.5 | 0.5 | 0.1 | 518
|  |  | 2000-01-01 | 8:39 | 0.5 | 0 | 0.5 | 0.5 | 0.1 | 519
|  |  | 2000-01-01 | 8:40 | 0.5 | 0 | 0.5 | 0.5 | 0.1 | 520
|  |  | 2000-01-01 | 8:41 | 0.5 | 0 | 0.5 | 0.5 | 0.1 | 521
|  |  | 2000-01-01 | 8:42 | 0.5 | 0 | 0.5 | 0.5 | 0.1 | 522
|  |  | 2000-01-01 | 8:43 | 0.5 | 0 | 0.5 | 0.5 | 0.1 | 523
|  |  | 2000-01-01 | 8:44 | 0.5 | 0 | 0.5 | 0.5 | 0.1 | 524
|  |  | 2000-01-01 | 8:45 | 0.5 | 0 | 0.5 | 0.5 | 0.1 | 525
|  |  | 2000-01-01 | 8:46 | 0.5 | 0 | 0.5 | 0.5 | 0.1 | 526
|  |  | 2000-01-01 | 8:47 | 0.5 | 0 | 0.5 | 0.5 | 0.1 | 527
|  |  | 2000-01-01 | 8:48 | 0.5 | 0 | 0.5 | 0.5 | 0.1 | 528
|  |  | 2000-01-01 | 8:49 | 0.5 | 0 | 0.5 | 0.5 | 0.1 | 529
|  |  | 2000-01-01 | 8:50 | 0.5 | 0 | 0.5 | 0.5 | 0.1 | 530
|  |  | 2000-01-01 | 8:51 | 0.5 | 0 | 0.5 | 0.5 | 0.1 | 531
|  |  | 2000-01-01 | 8:52 | 0.5 | 0 | 0.5 | 0.5 | 0.1 | 532
|  |  | 2000-01-01 | 8:53 | 0.5 | 0 | 0.5 | 0.5 | 0.1 | 533
|  |  | 2000-01-01 | 8:54 | 0.5 | 0 | 0.5 | 0.5 | 0.1 | 534
|  |  | 2000-01-01 | 8:55 | 0.5 | 0 | 0.5 | 0.5 | 0.1 | 535
|  |  | 2000-01-01 | 8:56 | 0.5 | 0 | 0.5 | 0.5 | 0.1 | 536
|  |  | 2000-01-01 | 8:57 | 0.5 | 0 | 0.5 | 0.5 | 0.1 | 537
|  |  | 2000-01-01 | 8:58 | 0.5 | 0 | 0.5 | 0.5 | 0.1 | 538
|  |  | 2000-01-01 | 8:59 | 0.5 | 0 | 0.5 | 0.5 | 0.1 | 539
|  |  | 2000-01-01 | 9:00 | 0.5 | 0 | 0.5 | 0.5 | 0.1 | 540
|  |  | 2000-01-01 | 9:01 | 0.5 | 0 | 0.5 | 0.5 | 0.1 | 541
|  |  | 2000-01-01 | 9:02 | 0.5 | 0 | 0.5 | 0.5 | 0.1 | 542
|  |  | 2000-01-01 | 9:03 | 0.5 | 0 | 0.5 | 0.5 | 0.1 | 543
|  |  | 2000-01-01 | 9:04 | 0.5 | 0 | 0.5 | 0.5 | 0.1 | 544
|  |  | 2000-01-01 | 9:05 | 0.5 | 0 | 0.5 | 0.5 | 0.1 | 545
|  |  | 2000-01-01 | 9:06 | 0.5 | 0 | 0.5 | 0.5 | 0.1 | 546
|  |  | 2000-01-01 | 9:07 | 0.5 | 0 | 0.5 | 0.5 | 0.1 | 547
|  |  | 2000-01-01 | 9:08 | 0.5 | 0 | 0.5 | 0.5 | 0.1 | 548
|  |  | 2000-01-01 | 9:09 | 0.5 | 0 | 0.5 | 0.5 | 0.1 | 549
|  |  | 2000-01-01 | 9:10 | 0.5 | 0 | 0.5 | 0.5 | 0.1 | 550
|  |  | 2000-01-01 | 9:11 | 0.5 | 0 | 0.5 | 0.5 | 0.1 | 551
|  |  | 2000-01-01 | 9:12 | 0.5 | 0 | 0.5 | 0.5 | 0.1 | 552
|  |  | 2000-01-01 | 9:13 | 0.5 | 0 | 0.5 | 0.5 | 0.1 | 553
|  |  | 2000-01-01 | 9:14 | 0.5 | 0 | 0.5 | 0.5 | 0.1 | 554
|  |  | 2000-01-01 | 9:15 | 0.5 | 0 | 0.5 | 0.5 | 0.1 | 555
|  |  | 2000-01-01 | 9:16 | 0.5 | 0 | 0.5 | 0.5 | 0.1 | 556
|  |  | 2000-01-01 | 9:17 | 0.5 | 0 | 0.5 | 0.5 | 0.1 | 557
|  |  | 2000-01-01 | 9:18 | 0.5 | 0 | 0.5 | 0.5 | 0.1 | 558
|  |  | 2000-01-01 | 9:19 | 0.5 | 0 | 0.5 | 0.5 | 0.1 | 559
|  |  | 2000-01-01 | 9:20 | 0.5 | 0 | 0.5 | 0.5 | 0.1 | 560
|  |  | 2000-01-01 | 9:21 | 0.5 | 0 | 0.5 | 0.5 | 0.1 | 561
|  |  | 2000-01-01 | 9:22 | 0.5 | 0 | 0.5 | 0.5 | 0.1 | 562
|  |  | 2000-01-01 | 9:23 | 0.5 | 0 | 0.5 | 0.5 | 0.1 | 563
|  |  | 2000-01-01 | 9:24 | 0.5 | 0 | 0.5 | 0.5 | 0.1 | 564
|  |  | 2000-01-01 | 9:25 | 0.5 | 0 | 0.5 | 0.5 | 0.1 | 565
|  |  | 2000-01-01 | 9:26 | 0.5 | 0 | 0.5 | 0.5 | 0.1 | 566
|  |  | 2000-01-01 | 9:27 | 0.5 | 0 | 0.5 | 0.5 | 0.1 | 567
|  |  | 2000-01-01 | 9:28 | 0.5 | 0 | 0.5 | 0.5 | 0.1 | 568
|  |  | 2000-01-01 | 9:29 | 0.5 | 0 | 0.5 | 0.5 | 0.1 | 569
|  |  | 2000-01-01 | 9:30 | 0.5 | 0 | 0.5 | 0.5 | 0.1 | 570
|  |  | 2000-01-01 | 9:31 | 0.5 | 0 | 0.5 | 0.5 | 0.1 | 571
|  |  | 2000-01-01 | 9:32 | 0.5 | 0 | 0.5 | 0.5 | 0.1 | 572
|  |  | 2000-01-01 | 9:33 | 0.5 | 0 | 0.5 | 0.5 | 0.1 | 573
|  |  | 2000-01-01 | 9:34 | 0.5 | 0 | 0.5 | 0.5 | 0.1 | 574
|  |  | 2000-01-01 | 9:35 | 0.5 | 0 | 0.5 | 0.5 | 0.1 | 575
|  |  | 2000-01-01 | 9:36 | 0.5 | 0 | 0.5 | 0.5 | 0.1 | 576
|  |  | 2000-01-01 | 9:37 | 0.5 | 0 | 0.5 | 0.5 | 0.1 | 577
|  |  | 2000-01-01 | 9:38 | 0.5 | 0 | 0.5 | 0.5 | 0.1 | 578
|  |  | 2000-01-01 | 9:39 | 0.5 | 0 | 0.5 | 0.5 | 0.1 | 579
|  |  | 2000-01-01 | 9:40 | 0.5 | 0 | 0.5 | 0.5 | 0.1 | 580
|  |  | 2000-01-01 | 9:41 | 0.5 | 0 | 0.5 | 0.5 | 0.1 | 581
|  |  | 2000-01-01 | 9:42 | 0.5 | 0 | 0.5 | 0.5 | 0.1 | 582
|  |  | 2000-01-01 | 9:43 | 0.5 | 0 | 0.5 | 0.5 | 0.1 | 583
|  |  | 2000-01-01 | 9:44 | 0.5 | 0 | 0.5 | 0.5 | 0.1 | 584
|  |  | 2000-01-01 | 9:45 | 0.5 | 0 | 0.5 | 0.5 | 0.1 | 585
|  |  | 2000-01-01 | 9:46 | 0.5 | 0 | 0.5 | 0.5 | 0.1 | 586
|  |  | 2000-01-01 | 9:47 | 0.5 | 0 | 0.5 | 0.5 | 0.1 | 587
|  |  | 2000-01-01 | 9:48 | 0.5 | 0 | 0.5 | 0.5 | 0.1 | 588
|  |  | 2000-01-01 | 9:49 | 0.5 | 0 | 0.5 | 0.5 | 0.1 | 589
|  |  | 2000-01-01 | 9:50 | 0.5 | 0 | 0.5 | 0.5 | 0.1 | 590
|  |  | 2000-01-01 | 9:51 | 0.5 | 0 | 0.5 | 0.5 | 0.1 | 591
|  |  | 2000-01-01 | 9:52 | 0.5 | 0 | 0.5 | 0.5 | 0.1 | 592
|  |  | 2000-01-01 | 9:53 | 0.5 | 0 | 0.5 | 0.5 | 0.1 | 593
|  |  | 2000-01-01 | 9:54 | 0.5 | 0 | 0.5 | 0.5 | 0.1 | 594
|  |  | 2000-01-01 | 9:55 | 0.5 | 0 | 0.5 | 0.5 | 0.1 | 595
|  |  | 2000-01-01 | 9:56 | 0.5 | 0 | 0.5 | 0.5 | 0.1 | 596
|  |  | 2000-01-01 | 9:57 | 0.5 | 0 | 0.5 | 0.5 | 0.1 | 597
|  |  | 2000-01-01 | 9:58 | 0.5 | 0 | 0.5 | 0.5 | 0.1 | 598
|  |  | 2000-01-01 | 9:59 | 0.5 | 0 | 0.5 | 0.5 | 0.1 | 599
|  |  | 2000-01-01 | 10:00 | 0.5 | 0 | 0.5 | 0.5 | 0.1 | 600
|  |  | 2000-01-01 | 10:01 | 0.5 | 0 | 0.5 | 0.5 | 0.1 | 601
|  |  | 2000-01-01 | 10:02 | 0.5 | 0 | 0.5 | 0.5 | 0.1 | 602
|  |  | 2000-01-01 | 10:03 | 0.5 | 0 | 0.5 | 0.5 | 0.1 | 603
|  |  | 2000-01-01 | 10:04 | 0.5 | 0 | 0.5 | 0.5 | 0.1 | 604
|  |  | 2000-01-01 | 10:05 | 0.5 | 0 | 0.5 | 0.5 | 0.1 | 605
|  |  | 2000-01-01 | 10:06 | 0.5 | 0 | 0.5 | 0.5 | 0.1 | 606
|  |  | 2000-01-01 | 10:07 | 0.5 | 0 | 0.5 | 0.5 | 0.1 | 607
|  |  | 2000-01-01 | 10:08 | 0.5 | 0 | 0.5 | 0.5 | 0.1 | 608
|  |  | 2000-01-01 | 10:09 | 0.5 | 0 | 0.5 | 0.5 | 0.1 | 609
|  |  | 2000-01-01 | 10:10 | 0.5 | 0 | 0.5 | 0.5 | 0.1 | 610
|  |  | 2000-01-01 | 10:11 | 0.5 | 0 | 0.5 | 0.5 | 0.1 | 611
|  |  | 2000-01-01 | 10:12 | 0.5 | 0 | 0.5 | 0.5 | 0.1 | 612
|  |  | 2000-01-01 | 10:13 | 0.5 | 0 | 0.5 | 0.5 | 0.1 | 613
|  |  | 2000-01-01 | 10:14 | 0.5 | 0 | 0.5 | 0.5 | 0.1 | 614
|  |  | 2000-01-01 | 10:15 | 0.5 | 0 | 0.5 | 0.5 | 0.1 | 615
|  |  | 2000-01-01 | 10:16 | 0.5 | 0 | 0.5 | 0.5 | 0.1 | 616
|  |  | 2000-01-01 | 10:17 | 0.5 | 0 | 0.5 | 0.5 | 0.1 | 617
|  |  | 2000-01-01 | 10:18 | 0.5 | 0 | 0.5 | 0.5 | 0.1 | 618
|  |  | 2000-01-01 | 10:19 | 0.5 | 0 | 0.5 | 0.5 | 0.1 | 619
|  |  | 2000-01-01 | 10:20 | 0.5 | 0 | 0.5 | 0.5 | 0.1 | 620
|  |  | 2000-01-01 | 10:21 | 0.5 | 0 | 0.5 | 0.5 | 0.1 | 621
|  |  | 2000-01-01 | 10:22 | 0.5 | 0 | 0.5 | 0.5 | 0.1 | 622
|  |  | 2000-01-01 | 10:23 | 0.5 | 0 | 0.5 | 0.5 | 0.1 | 623
|  |  | 2000-01-01 | 10:24 | 0.5 | 0 | 0.5 | 0.5 | 0.1 | 624
|  |  | 2000-01-01 | 10:25 | 0.5 | 0 | 0.5 | 0.5 | 0.1 | 625
|  |  | 2000-01-01 | 10:26 | 0.5 | 0 | 0.5 | 0.5 | 0.1 | 626
|  |  | 2000-01-01 | 10:27 | 0.5 | 0 | 0.5 | 0.5 | 0.1 | 627
|  |  | 2000-01-01 | 10:28 | 0.5 | 0 | 0.5 | 0.5 | 0.1 | 628
|  |  | 2000-01-01 | 10:29 | 0.5 | 0 | 0.5 | 0.5 | 0.1 | 629
|  |  | 2000-01-01 | 10:30 | 0.5 | 0 | 0.5 | 0.5 | 0.1 | 630
|  |  | 2000-01-01 | 10:31 | 0.5 | 0 | 0.5 | 0.5 | 0.1 | 631
|  |  | 2000-01-01 | 10:32 | 0.5 | 0 | 0.5 | 0.5 | 0.1 | 632
|  |  | 2000-01-01 | 10:33 | 0.5 | 0 | 0.5 | 0.5 | 0.1 | 633
|  |  | 2000-01-01 | 10:34 | 0.5 | 0 | 0.5 | 0.5 | 0.1 | 634
|  |  | 2000-01-01 | 10:35 | 0.5 | 0.1 | 0.5 | 0.5 | 0.1 | 635
|  |  | 2000-01-01 | 10:36 | 0.5 | 0.1 | 0.5 | 0.5 | 0.1 | 636
|  |  | 2000-01-01 | 10:37 | 0.5 | 0.1 | 0.5 | 0.5 | 0.1 | 637
|  |  | 2000-01-01 | 10:38 | 0.5 | 0.1 | 0.5 | 0.5 | 0.1 | 638
|  |  | 2000-01-01 | 10:39 | 0.5 | 0.1 | 0.5 | 0.5 | 0.1 | 639
|  |  | 2000-01-01 | 10:40 | 0.5 | 0.1 | 0.5 | 0.5 | 0.1 | 640
|  |  | 2000-01-01 | 10:41 | 0.5 | 0.1 | 0.5 | 0.5 | 0.1 | 641
|  |  | 2000-01-01 | 10:42 | 0.5 | 0.1 | 0.5 | 0.5 | 0.1 | 642
|  |  | 2000-01-01 | 10:43 | 0.5 | 0.1 | 0.5 | 0.5 | 0.1 | 643
|  |  | 2000-01-01 | 10:44 | 0.5 | 0.1 | 0.5 | 0.5 | 0.1 | 644
|  |  | 2000-01-01 | 10:45 | 0.5 | 0.1 | 0.5 | 0.5 | 0.1 | 645
|  |  | 2000-01-01 | 10:46 | 0.5 | 0.1 | 0.5 | 0.5 | 0.1 | 646
|  |  | 2000-01-01 | 10:47 | 0.5 | 0.1 | 0.5 | 0.5 | 0.1 | 647
|  |  | 2000-01-01 | 10:48 | 0.5 | 0.1 | 0.5 | 0.5 | 0.1 | 648
|  |  | 2000-01-01 | 10:49 | 0.5 | 0.1 | 0.5 | 0.5 | 0.1 | 649
|  |  | 2000-01-01 | 10:50 | 0.5 | 0.1 | 0.5 | 0.5 | 0.1 | 650
|  |  | 2000-01-01 | 10:51 | 0.5 | 0.1 | 0.5 | 0.5 | 0.1 | 651
|  |  | 2000-01-01 | 10:52 | 0.5 | 0.1 | 0.5 | 0.5 | 0.1 | 652
|  |  | 2000-01-01 | 10:53 | 0.5 | 0.1 | 0.5 | 0.5 | 0.1 | 653
|  |  | 2000-01-01 | 10:54 | 0.5 | 0.1 | 0.5 | 0.5 | 0.1 | 654
|  |  | 2000-01-01 | 10:55 | 0.5 | 0.1 | 0.5 | 0.5 | 0.1 | 655
|  |  | 2000-01-01 | 10:56 | 0.5 | 0.1 | 0.5 | 0.5 | 0.1 | 656
|  |  | 2000-01-01 | 10:57 | 0.6 | 0.1 | 0.5 | 0.6 | 0.1 | 657
|  |  | 2000-01-01 | 10:58 | 0.6 | 0.1 | 0.5 | 0.6 | 0.1 | 658
|  |  | 2000-01-01 | 10:59 | 0.6 | 0.1 | 0.5 | 0.6 | 0.1 | 659
|  |  | 2000-01-01 | 11:00 | 0.6 | 0.1 | 0.5 | 0.6 | 0.1 | 660
|  |  | 2000-01-01 | 11:01 | 0.6 | 0.1 | 0.5 | 0.6 | 0.1 | 661
|  |  | 2000-01-01 | 11:02 | 0.6 | 0.1 | 0.5 | 0.6 | 0.1 | 662
|  |  | 2000-01-01 | 11:03 | 0.6 | 0.1 | 0.5 | 0.6 | 0.1 | 663
|  |  | 2000-01-01 | 11:04 | 0.6 | 0.1 | 0.5 | 0.6 | 0.1 | 664
|  |  | 2000-01-01 | 11:05 | 0.6 | 0.1 | 0.5 | 0.6 | 0.1 | 665
|  |  | 2000-01-01 | 11:06 | 0.6 | 0.1 | 0.5 | 0.6 | 0.1 | 666
|  |  | 2000-01-01 | 11:07 | 0.6 | 0.1 | 0.5 | 0.6 | 0.1 | 667
|  |  | 2000-01-01 | 11:08 | 0.6 | 0.1 | 0.5 | 0.6 | 0.1 | 668
|  |  | 2000-01-01 | 11:09 | 0.6 | 0.1 | 0.5 | 0.6 | 0.1 | 669
|  |  | 2000-01-01 | 11:10 | 0.6 | 0.1 | 0.5 | 0.6 | 0.1 | 670
|  |  | 2000-01-01 | 11:11 | 0.6 | 0.1 | 0.5 | 0.6 | 0.1 | 671
|  |  | 2000-01-01 | 11:12 | 0.6 | 0.1 | 0.5 | 0.6 | 0.1 | 672
|  |  | 2000-01-01 | 11:13 | 0.6 | 0.1 | 0.5 | 0.6 | 0.1 | 673
|  |  | 2000-01-01 | 11:14 | 0.6 | 0.1 | 0.5 | 0.6 | 0.1 | 674
|  |  | 2000-01-01 | 11:15 | 0.6 | 0.1 | 0.5 | 0.6 | 0.1 | 675
|  |  | 2000-01-01 | 11:16 | 0.6 | 0.1 | 0.5 | 0.6 | 0.1 | 676
|  |  | 2000-01-01 | 11:17 | 0.6 | 0.1 | 0.5 | 0.6 | 0.1 | 677
|  |  | 2000-01-01 | 11:18 | 0.6 | 0.1 | 0.5 | 0.6 | 0.1 | 678
|  |  | 2000-01-01 | 11:19 | 0.6 | 0.1 | 0.5 | 0.6 | 0.1 | 679
|  |  | 2000-01-01 | 11:20 | 0.6 | 0.1 | 0.5 | 0.6 | 0.1 | 680
|  |  | 2000-01-01 | 11:21 | 0.6 | 0.1 | 0.5 | 0.6 | 0.1 | 681
|  |  | 2000-01-01 | 11:22 | 0.6 | 0.1 | 0.5 | 0.6 | 0.1 | 682
|  |  | 2000-01-01 | 11:23 | 0.6 | 0.1 | 0.5 | 0.6 | 0.1 | 683
|  |  | 2000-01-01 | 11:24 | 0.6 | 0.1 | 0.5 | 0.6 | 0.1 | 684
|  |  | 2000-01-01 | 11:25 | 0.6 | 0.1 | 0.5 | 0.6 | 0.1 | 685
|  |  | 2000-01-01 | 11:26 | 0.6 | 0.1 | 0.5 | 0.6 | 0.1 | 686
|  |  | 2000-01-01 | 11:27 | 0.6 | 0.1 | 0.5 | 0.6 | 0.1 | 687
|  |  | 2000-01-01 | 11:28 | 0.6 | 0.1 | 0.5 | 0.6 | 0.1 | 688
|  |  | 2000-01-01 | 11:29 | 0.6 | 0.1 | 0.5 | 0.6 | 0.1 | 689
|  |  | 2000-01-01 | 11:30 | 0.6 | 0.1 | 0.5 | 0.6 | 0.1 | 690
|  |  | 2000-01-01 | 11:31 | 0.6 | 0.1 | 0.5 | 0.6 | 0.1 | 691
|  |  | 2000-01-01 | 11:32 | 0.6 | 0.1 | 0.5 | 0.6 | 0.1 | 692
|  |  | 2000-01-01 | 11:33 | 0.6 | 0.1 | 0.5 | 0.6 | 0.1 | 693
|  |  | 2000-01-01 | 11:34 | 0.6 | 0.1 | 0.5 | 0.6 | 0.1 | 694
|  |  | 2000-01-01 | 11:35 | 0.6 | 0.1 | 0.5 | 0.6 | 0.1 | 695
|  |  | 2000-01-01 | 11:36 | 0.6 | 0.1 | 0.5 | 0.6 | 0.1 | 696
|  |  | 2000-01-01 | 11:37 | 0.6 | 0.1 | 0.5 | 0.6 | 0.1 | 697
|  |  | 2000-01-01 | 11:38 | 0.6 | 0.1 | 0.5 | 0.6 | 0.1 | 698
|  |  | 2000-01-01 | 11:39 | 0.6 | 0.1 | 0.5 | 0.6 | 0.1 | 699
|  |  | 2000-01-01 | 11:40 | 0.6 | 0.1 | 0.5 | 0.6 | 0.1 | 700
|  |  | 2000-01-01 | 11:41 | 0.6 | 0.1 | 0.5 | 0.6 | 0.1 | 701
|  |  | 2000-01-01 | 11:42 | 0.6 | 0.1 | 0.5 | 0.6 | 0.1 | 702
|  |  | 2000-01-01 | 11:43 | 0.6 | 0.1 | 0.5 | 0.6 | 0.1 | 703
|  |  | 2000-01-01 | 11:44 | 0.6 | 0.1 | 0.5 | 0.6 | 0.1 | 704
|  |  | 2000-01-01 | 11:45 | 0.6 | 0.1 | 0.5 | 0.6 | 0.1 | 705
|  |  | 2000-01-01 | 11:46 | 0.6 | 0.1 | 0.5 | 0.6 | 0.1 | 706
|  |  | 2000-01-01 | 11:47 | 0.6 | 0.1 | 0.5 | 0.6 | 0.1 | 707
|  |  | 2000-01-01 | 11:48 | 0.6 | 0.1 | 0.5 | 0.6 | 0.1 | 708
|  |  | 2000-01-01 | 11:49 | 0.6 | 0.1 | 0.5 | 0.6 | 0.1 | 709
|  |  | 2000-01-01 | 11:50 | 0.6 | 0.1 | 0.5 | 0.6 | 0.1 | 710
|  |  | 2000-01-01 | 11:51 | 0.6 | 0.1 | 0.5 | 0.6 | 0.1 | 711
|  |  | 2000-01-01 | 11:52 | 0.6 | 0.1 | 0.5 | 0.6 | 0.1 | 712
|  |  | 2000-01-01 | 11:53 | 0.6 | 0.1 | 0.5 | 0.6 | 0.1 | 713
|  |  | 2000-01-01 | 11:54 | 0.6 | 0.1 | 0.5 | 0.6 | 0.1 | 714
|  |  | 2000-01-01 | 11:55 | 0.6 | 0.1 | 0.5 | 0.6 | 0.1 | 715
|  |  | 2000-01-01 | 11:56 | 0.6 | 0.1 | 0.5 | 0.6 | 0.1 | 716
|  |  | 2000-01-01 | 11:57 | 0.6 | 0.1 | 0.5 | 0.6 | 0.1 | 717
|  |  | 2000-01-01 | 11:58 | 0.6 | 0.1 | 0.5 | 0.6 | 0.1 | 718
|  |  | 2000-01-01 | 11:59 | 0.6 | 0.1 | 0.5 | 0.6 | 0.1 | 719
|  |  | 2000-01-01 | 12:00 | 0.6 | 0.1 | 0.5 | 0.6 | 0.1 | 720
|  |  | 2000-01-01 | 12:01 | 0.6 | 0.1 | 0.5 | 0.6 | 0.1 | 721
|  |  | 2000-01-01 | 12:02 | 0.6 | 0.1 | 0.5 | 0.6 | 0.1 | 722
|  |  | 2000-01-01 | 12:03 | 0.6 | 0.1 | 0.5 | 0.6 | 0.1 | 723
|  |  | 2000-01-01 | 12:04 | 0.6 | 0.1 | 0.5 | 0.6 | 0.1 | 724
|  |  | 2000-01-01 | 12:05 | 0.6 | 0.1 | 0.5 | 0.6 | 0.1 | 725
|  |  | 2000-01-01 | 12:06 | 0.6 | 0.1 | 0.5 | 0.6 | 0.1 | 726
|  |  | 2000-01-01 | 12:07 | 0.6 | 0.1 | 0.5 | 0.6 | 0.1 | 727
|  |  | 2000-01-01 | 12:08 | 0.6 | 0.1 | 0.5 | 0.6 | 0.1 | 728
|  |  | 2000-01-01 | 12:09 | 0.6 | 0.1 | 0.5 | 0.6 | 0.1 | 729
|  |  | 2000-01-01 | 12:10 | 0.6 | 0.1 | 0.6 | 0.6 | 0.1 | 730
|  |  | 2000-01-01 | 12:11 | 0.6 | 0.1 | 0.6 | 0.6 | 0.1 | 731
|  |  | 2000-01-01 | 12:12 | 0.6 | 0.1 | 0.6 | 0.6 | 0.1 | 732
|  |  | 2000-01-01 | 12:13 | 0.6 | 0.1 | 0.6 | 0.6 | 0.1 | 733
|  |  | 2000-01-01 | 12:14 | 0.6 | 0.1 | 0.6 | 0.6 | 0.1 | 734
|  |  | 2000-01-01 | 12:15 | 0.6 | 0.1 | 0.6 | 0.6 | 0.1 | 735
|  |  | 2000-01-01 | 12:16 | 0.6 | 0.1 | 0.6 | 0.6 | 0.1 | 736
|  |  | 2000-01-01 | 12:17 | 0.6 | 0.1 | 0.6 | 0.6 | 0.1 | 737
|  |  | 2000-01-01 | 12:18 | 0.6 | 0.1 | 0.6 | 0.6 | 0.1 | 738
|  |  | 2000-01-01 | 12:19 | 0.6 | 0.1 | 0.6 | 0.6 | 0.1 | 739
|  |  | 2000-01-01 | 12:20 | 0.6 | 0.1 | 0.6 | 0.6 | 0.1 | 740
|  |  | 2000-01-01 | 12:21 | 0.6 | 0.1 | 0.6 | 0.6 | 0.1 | 741
|  |  | 2000-01-01 | 12:22 | 0.6 | 0.1 | 0.6 | 0.6 | 0.1 | 742
|  |  | 2000-01-01 | 12:23 | 0.6 | 0.1 | 0.6 | 0.6 | 0.1 | 743
|  |  | 2000-01-01 | 12:24 | 0.6 | 0.1 | 0.6 | 0.6 | 0.1 | 744
|  |  | 2000-01-01 | 12:25 | 0.6 | 0.1 | 0.6 | 0.6 | 0.1 | 745
|  |  | 2000-01-01 | 12:26 | 0.6 | 0.1 | 0.6 | 0.6 | 0.1 | 746
|  |  | 2000-01-01 | 12:27 | 0.6 | 0.1 | 0.6 | 0.6 | 0.1 | 747
|  |  | 2000-01-01 | 12:28 | 0.6 | 0.1 | 0.6 | 0.6 | 0.1 | 748
|  |  | 2000-01-01 | 12:29 | 0.6 | 0.1 | 0.6 | 0.6 | 0.1 | 749
|  |  | 2000-01-01 | 12:30 | 0.6 | 0.1 | 0.6 | 0.6 | 0.1 | 750
|  |  | 2000-01-01 | 12:31 | 0.6 | 0.1 | 0.6 | 0.6 | 0.1 | 751
|  |  | 2000-01-01 | 12:32 | 0.6 | 0.1 | 0.6 | 0.6 | 0.1 | 752
|  |  | 2000-01-01 | 12:33 | 0.6 | 0.1 | 0.6 | 0.6 | 0.1 | 753
|  |  | 2000-01-01 | 12:34 | 0.6 | 0.1 | 0.6 | 0.6 | 0.1 | 754
|  |  | 2000-01-01 | 12:35 | 0.6 | 0.1 | 0.6 | 0.6 | 0.1 | 755
|  |  | 2000-01-01 | 12:36 | 0.6 | 0.1 | 0.6 | 0.6 | 0.1 | 756
|  |  | 2000-01-01 | 12:37 | 0.6 | 0.1 | 0.6 | 0.6 | 0.1 | 757
|  |  | 2000-01-01 | 12:38 | 0.6 | 0.1 | 0.6 | 0.6 | 0.1 | 758
|  |  | 2000-01-01 | 12:39 | 0.6 | 0.1 | 0.6 | 0.6 | 0.1 | 759
|  |  | 2000-01-01 | 12:40 | 0.6 | 0.1 | 0.6 | 0.6 | 0.1 | 760
|  |  | 2000-01-01 | 12:41 | 0.6 | 0.1 | 0.6 | 0.6 | 0.1 | 761
|  |  | 2000-01-01 | 12:42 | 0.6 | 0.1 | 0.6 | 0.6 | 0.1 | 762
|  |  | 2000-01-01 | 12:43 | 0.6 | 0.1 | 0.6 | 0.6 | 0.1 | 763
|  |  | 2000-01-01 | 12:44 | 0.6 | 0.1 | 0.6 | 0.6 | 0.1 | 764
|  |  | 2000-01-01 | 12:45 | 0.6 | 0.1 | 0.6 | 0.6 | 0.1 | 765
|  |  | 2000-01-01 | 12:46 | 0.6 | 0.1 | 0.6 | 0.6 | 0.1 | 766
|  |  | 2000-01-01 | 12:47 | 0.6 | 0.1 | 0.6 | 0.6 | 0.1 | 767
|  |  | 2000-01-01 | 12:48 | 0.6 | 0.1 | 0.6 | 0.6 | 0.1 | 768
|  |  | 2000-01-01 | 12:49 | 0.6 | 0.1 | 0.6 | 0.6 | 0.1 | 769
|  |  | 2000-01-01 | 12:50 | 0.6 | 0.1 | 0.6 | 0.6 | 0.1 | 770
|  |  | 2000-01-01 | 12:51 | 0.6 | 0.1 | 0.6 | 0.6 | 0.1 | 771
|  |  | 2000-01-01 | 12:52 | 0.6 | 0.1 | 0.6 | 0.6 | 0.1 | 772
|  |  | 2000-01-01 | 12:53 | 0.6 | 0.1 | 0.6 | 0.6 | 0.1 | 773
|  |  | 2000-01-01 | 12:54 | 0.6 | 0.1 | 0.6 | 0.6 | 0.1 | 774
|  |  | 2000-01-01 | 12:55 | 0.6 | 0.1 | 0.6 | 0.6 | 0.1 | 775
|  |  | 2000-01-01 | 12:56 | 0.6 | 0.1 | 0.6 | 0.6 | 0.1 | 776
|  |  | 2000-01-01 | 12:57 | 0.6 | 0.1 | 0.6 | 0.6 | 0.1 | 777
|  |  | 2000-01-01 | 12:58 | 0.6 | 0.1 | 0.6 | 0.6 | 0.1 | 778
|  |  | 2000-01-01 | 12:59 | 0.6 | 0.1 | 0.6 | 0.6 | 0.1 | 779
|  |  | 2000-01-01 | 13:00 | 0.6 | 0.1 | 0.6 | 0.6 | 0.1 | 780
|  |  | 2000-01-01 | 13:01 | 0.6 | 0.1 | 0.6 | 0.6 | 0.1 | 781
|  |  | 2000-01-01 | 13:02 | 0.6 | 0.1 | 0.6 | 0.6 | 0.1 | 782
|  |  | 2000-01-01 | 13:03 | 0.6 | 0.1 | 0.6 | 0.6 | 0.1 | 783
|  |  | 2000-01-01 | 13:04 | 0.6 | 0.1 | 0.6 | 0.6 | 0.1 | 784
|  |  | 2000-01-01 | 13:05 | 0.6 | 0.1 | 0.6 | 0.6 | 0.1 | 785
|  |  | 2000-01-01 | 13:06 | 0.6 | 0.1 | 0.6 | 0.6 | 0.1 | 786
|  |  | 2000-01-01 | 13:07 | 0.6 | 0.1 | 0.6 | 0.6 | 0.1 | 787
|  |  | 2000-01-01 | 13:08 | 0.6 | 0.1 | 0.6 | 0.6 | 0.1 | 788
|  |  | 2000-01-01 | 13:09 | 0.6 | 0.1 | 0.6 | 0.6 | 0.1 | 789
|  |  | 2000-01-01 | 13:10 | 0.6 | 0.1 | 0.6 | 0.6 | 0.1 | 790
|  |  | 2000-01-01 | 13:11 | 0.6 | 0.1 | 0.6 | 0.6 | 0.1 | 791
|  |  | 2000-01-01 | 13:12 | 0.6 | 0.1 | 0.6 | 0.6 | 0.1 | 792
|  |  | 2000-01-01 | 13:13 | 0.6 | 0.1 | 0.6 | 0.6 | 0.1 | 793
|  |  | 2000-01-01 | 13:14 | 0.6 | 0.1 | 0.6 | 0.6 | 0.1 | 794
|  |  | 2000-01-01 | 13:15 | 0.6 | 0.1 | 0.6 | 0.6 | 0.1 | 795
|  |  | 2000-01-01 | 13:16 | 0.6 | 0.1 | 0.6 | 0.6 | 0.1 | 796
|  |  | 2000-01-01 | 13:17 | 0.6 | 0.1 | 0.6 | 0.6 | 0.1 | 797
|  |  | 2000-01-01 | 13:18 | 0.6 | 0.1 | 0.6 | 0.6 | 0.1 | 798
|  |  | 2000-01-01 | 13:19 | 0.6 | 0.1 | 0.6 | 0.6 | 0.1 | 799
|  |  | 2000-01-01 | 13:20 | 0.6 | 0.1 | 0.6 | 0.6 | 0.1 | 800
|  |  | 2000-01-01 | 13:21 | 0.6 | 0.1 | 0.6 | 0.6 | 0.1 | 801
|  |  | 2000-01-01 | 13:22 | 0.7 | 0.1 | 0.6 | 0.7 | 0.1 | 802
|  |  | 2000-01-01 | 13:23 | 0.7 | 0.1 | 0.6 | 0.7 | 0.1 | 803
|  |  | 2000-01-01 | 13:24 | 0.7 | 0.1 | 0.6 | 0.7 | 0.1 | 804
|  |  | 2000-01-01 | 13:25 | 0.7 | 0.1 | 0.6 | 0.7 | 0.1 | 805
|  |  | 2000-01-01 | 13:26 | 0.7 | 0.1 | 0.6 | 0.7 | 0.1 | 806
|  |  | 2000-01-01 | 13:27 | 0.7 | 0.1 | 0.6 | 0.7 | 0.1 | 807
|  |  | 2000-01-01 | 13:28 | 0.7 | 0.1 | 0.6 | 0.7 | 0.1 | 808
|  |  | 2000-01-01 | 13:29 | 0.7 | 0.1 | 0.6 | 0.7 | 0.1 | 809
|  |  | 2000-01-01 | 13:30 | 0.7 | 0.1 | 0.6 | 0.7 | 0.1 | 810
|  |  | 2000-01-01 | 13:31 | 0.7 | 0.1 | 0.6 | 0.7 | 0.1 | 811
|  |  | 2000-01-01 | 13:32 | 0.7 | 0.1 | 0.6 | 0.7 | 0.1 | 812
|  |  | 2000-01-01 | 13:33 | 0.7 | 0.1 | 0.6 | 0.7 | 0.1 | 813
|  |  | 2000-01-01 | 13:34 | 0.7 | 0.1 | 0.6 | 0.7 | 0.1 | 814
|  |  | 2000-01-01 | 13:35 | 0.7 | 0.1 | 0.6 | 0.7 | 0.1 | 815
|  |  | 2000-01-01 | 13:36 | 0.7 | 0.1 | 0.6 | 0.7 | 0.1 | 816
|  |  | 2000-01-01 | 13:37 | 0.7 | 0.1 | 0.6 | 0.7 | 0.1 | 817
|  |  | 2000-01-01 | 13:38 | 0.7 | 0.1 | 0.6 | 0.7 | 0.1 | 818
|  |  | 2000-01-01 | 13:39 | 0.7 | 0.1 | 0.6 | 0.7 | 0.1 | 819
|  |  | 2000-01-01 | 13:40 | 0.7 | 0.1 | 0.6 | 0.7 | 0.1 | 820
|  |  | 2000-01-01 | 13:41 | 0.7 | 0.1 | 0.6 | 0.7 | 0.1 | 821
|  |  | 2000-01-01 | 13:42 | 0.7 | 0.1 | 0.6 | 0.7 | 0.1 | 822
|  |  | 2000-01-01 | 13:43 | 0.7 | 0.1 | 0.6 | 0.7 | 0.1 | 823
|  |  | 2000-01-01 | 13:44 | 0.7 | 0.1 | 0.6 | 0.7 | 0.1 | 824
|  |  | 2000-01-01 | 13:45 | 0.7 | 0.1 | 0.6 | 0.7 | 0.1 | 825
|  |  | 2000-01-01 | 13:46 | 0.7 | 0.1 | 0.6 | 0.7 | 0.1 | 826
|  |  | 2000-01-01 | 13:47 | 0.7 | 0.1 | 0.6 | 0.7 | 0.1 | 827
|  |  | 2000-01-01 | 13:48 | 0.7 | 0.1 | 0.6 | 0.7 | 0.1 | 828
|  |  | 2000-01-01 | 13:49 | 0.7 | 0.1 | 0.6 | 0.7 | 0.1 | 829
|  |  | 2000-01-01 | 13:50 | 0.7 | 0.1 | 0.6 | 0.7 | 0.1 | 830
|  |  | 2000-01-01 | 13:51 | 0.7 | 0.1 | 0.6 | 0.7 | 0.1 | 831
|  |  | 2000-01-01 | 13:52 | 0.7 | 0.1 | 0.6 | 0.7 | 0.1 | 832
|  |  | 2000-01-01 | 13:53 | 0.7 | 0.1 | 0.6 | 0.7 | 0.1 | 833
|  |  | 2000-01-01 | 13:54 | 0.7 | 0.1 | 0.6 | 0.7 | 0.1 | 834
|  |  | 2000-01-01 | 13:55 | 0.7 | 0.1 | 0.6 | 0.7 | 0.1 | 835
|  |  | 2000-01-01 | 13:56 | 0.7 | 0.1 | 0.6 | 0.7 | 0.1 | 836
|  |  | 2000-01-01 | 13:57 | 0.7 | 0.1 | 0.6 | 0.7 | 0.1 | 837
|  |  | 2000-01-01 | 13:58 | 0.7 | 0.1 | 0.6 | 0.7 | 0.1 | 838
|  |  | 2000-01-01 | 13:59 | 0.7 | 0.1 | 0.6 | 0.7 | 0.1 | 839
|  |  | 2000-01-01 | 14:00 | 0.7 | 0.1 | 0.6 | 0.7 | 0.1 | 840
|  |  | 2000-01-01 | 14:01 | 0.7 | 0.1 | 0.6 | 0.7 | 0.1 | 841
|  |  | 2000-01-01 | 14:02 | 0.7 | 0.1 | 0.6 | 0.7 | 0.1 | 842
|  |  | 2000-01-01 | 14:03 | 0.7 | 0.1 | 0.6 | 0.7 | 0.1 | 843
|  |  | 2000-01-01 | 14:04 | 0.7 | 0.1 | 0.7 | 0.7 | 0.1 | 844
|  |  | 2000-01-01 | 14:05 | 0.7 | 0.1 | 0.7 | 0.7 | 0.1 | 845
|  |  | 2000-01-01 | 14:06 | 0.7 | 0.1 | 0.7 | 0.7 | 0.1 | 846
|  |  | 2000-01-01 | 14:07 | 0.7 | 0.1 | 0.7 | 0.7 | 0.1 | 847
|  |  | 2000-01-01 | 14:08 | 0.7 | 0.1 | 0.7 | 0.7 | 0.1 | 848
|  |  | 2000-01-01 | 14:09 | 0.8 | 0.1 | 0.7 | 0.8 | 0.1 | 849
|  |  | 2000-01-01 | 14:10 | 0.8 | 0.1 | 0.7 | 0.8 | 0.1 | 850
|  |  | 2000-01-01 | 14:11 | 0.8 | 0.1 | 0.7 | 0.8 | 0.1 | 851
|  |  | 2000-01-01 | 14:12 | 0.8 | 0.1 | 0.7 | 0.8 | 0.1 | 852
|  |  | 2000-01-01 | 14:13 | 0.8 | 0.1 | 0.7 | 0.8 | 0.1 | 853
|  |  | 2000-01-01 | 14:14 | 0.8 | 0.1 | 0.7 | 0.8 | 0.1 | 854
|  |  | 2000-01-01 | 14:15 | 0.8 | 0.1 | 0.7 | 0.8 | 0.1 | 855
|  |  | 2000-01-01 | 14:16 | 0.8 | 0.1 | 0.7 | 0.8 | 0.1 | 856
|  |  | 2000-01-01 | 14:17 | 0.8 | 0.1 | 0.7 | 0.8 | 0.1 | 857
|  |  | 2000-01-01 | 14:18 | 0.8 | 0.1 | 0.7 | 0.8 | 0.1 | 858
|  |  | 2000-01-01 | 14:19 | 0.8 | 0.1 | 0.7 | 0.8 | 0.1 | 859
|  |  | 2000-01-01 | 14:20 | 0.8 | 0.1 | 0.7 | 0.8 | 0.1 | 860
|  |  | 2000-01-01 | 14:21 | 0.8 | 0.1 | 0.7 | 0.8 | 0.1 | 861
|  |  | 2000-01-01 | 14:22 | 0.8 | 0.1 | 0.7 | 0.8 | 0.1 | 862
|  |  | 2000-01-01 | 14:23 | 0.8 | 0.1 | 0.7 | 0.8 | 0.1 | 863
|  |  | 2000-01-01 | 14:24 | 0.8 | 0.1 | 0.7 | 0.8 | 0.1 | 864
|  |  | 2000-01-01 | 14:25 | 0.8 | 0.1 | 0.7 | 0.8 | 0.1 | 865
|  |  | 2000-01-01 | 14:26 | 0.8 | 0.1 | 0.7 | 0.8 | 0.1 | 866
|  |  | 2000-01-01 | 14:27 | 0.8 | 0.1 | 0.7 | 0.8 | 0.1 | 867
|  |  | 2000-01-01 | 14:28 | 0.8 | 0.1 | 0.7 | 0.8 | 0.1 | 868
|  |  | 2000-01-01 | 14:29 | 0.8 | 0.1 | 0.7 | 0.8 | 0.1 | 869
|  |  | 2000-01-01 | 14:30 | 0.8 | 0.1 | 0.7 | 0.8 | 0.1 | 870
|  |  | 2000-01-01 | 14:31 | 0.8 | 0.1 | 0.7 | 0.8 | 0.1 | 871
|  |  | 2000-01-01 | 14:32 | 0.8 | 0.1 | 0.7 | 0.8 | 0.1 | 872
|  |  | 2000-01-01 | 14:33 | 0.8 | 0.1 | 0.7 | 0.8 | 0.1 | 873
|  |  | 2000-01-01 | 14:34 | 0.8 | 0.1 | 0.7 | 0.8 | 0.1 | 874
|  |  | 2000-01-01 | 14:35 | 0.8 | 0.1 | 0.7 | 0.8 | 0.1 | 875
|  |  | 2000-01-01 | 14:36 | 0.8 | 0.1 | 0.7 | 0.8 | 0.1 | 876
|  |  | 2000-01-01 | 14:37 | 0.8 | 0.1 | 0.7 | 0.8 | 0.1 | 877
|  |  | 2000-01-01 | 14:38 | 0.8 | 0.1 | 0.7 | 0.8 | 0.1 | 878
|  |  | 2000-01-01 | 14:39 | 0.8 | 0.1 | 0.7 | 0.8 | 0.1 | 879
|  |  | 2000-01-01 | 14:40 | 0.8 | 0.1 | 0.7 | 0.8 | 0.1 | 880
|  |  | 2000-01-01 | 14:41 | 0.8 | 0.1 | 0.7 | 0.8 | 0.1 | 881
|  |  | 2000-01-01 | 14:42 | 0.8 | 0.1 | 0.7 | 0.8 | 0.1 | 882
|  |  | 2000-01-01 | 14:43 | 0.8 | 0.1 | 0.7 | 0.8 | 0.1 | 883
|  |  | 2000-01-01 | 14:44 | 0.8 | 0.1 | 0.7 | 0.8 | 0.1 | 884
|  |  | 2000-01-01 | 14:45 | 0.8 | 0.1 | 0.7 | 0.8 | 0.1 | 885
|  |  | 2000-01-01 | 14:46 | 0.8 | 0.1 | 0.7 | 0.8 | 0.1 | 886
|  |  | 2000-01-01 | 14:47 | 0.8 | 0.1 | 0.7 | 0.8 | 0.1 | 887
|  |  | 2000-01-01 | 14:48 | 0.8 | 0.1 | 0.7 | 0.8 | 0.1 | 888
|  |  | 2000-01-01 | 14:49 | 0.8 | 0.1 | 0.7 | 0.8 | 0.1 | 889
|  |  | 2000-01-01 | 14:50 | 0.8 | 0.1 | 0.7 | 0.8 | 0.1 | 890
|  |  | 2000-01-01 | 14:51 | 0.8 | 0.1 | 0.7 | 0.8 | 0.1 | 891
|  |  | 2000-01-01 | 14:52 | 0.8 | 0.1 | 0.7 | 0.8 | 0.1 | 892
|  |  | 2000-01-01 | 14:53 | 0.8 | 0.1 | 0.7 | 0.8 | 0.1 | 893
|  |  | 2000-01-01 | 14:54 | 0.8 | 0.1 | 0.7 | 0.8 | 0.1 | 894
|  |  | 2000-01-01 | 14:55 | 0.8 | 0.1 | 0.7 | 0.8 | 0.1 | 895
|  |  | 2000-01-01 | 14:56 | 0.8 | 0.1 | 0.7 | 0.8 | 0.1 | 896
|  |  | 2000-01-01 | 14:57 | 0.8 | 0.1 | 0.7 | 0.8 | 0.1 | 897
|  |  | 2000-01-01 | 14:58 | 0.8 | 0.1 | 0.7 | 0.8 | 0.1 | 898
|  |  | 2000-01-01 | 14:59 | 0.8 | 0.1 | 0.7 | 0.8 | 0.1 | 899
|  |  | 2000-01-01 | 15:00 | 0.8 | 0.1 | 0.7 | 0.8 | 0.1 | 900
|  |  | 2000-01-01 | 15:01 | 0.8 | 0.1 | 0.7 | 0.8 | 0.1 | 901
|  |  | 2000-01-01 | 15:02 | 0.8 | 0.1 | 0.7 | 0.8 | 0.1 | 902
|  |  | 2000-01-01 | 15:03 | 0.8 | 0.1 | 0.7 | 0.8 | 0.1 | 903
|  |  | 2000-01-01 | 15:04 | 0.9 | 0.1 | 0.7 | 0.9 | 0.1 | 904
|  |  | 2000-01-01 | 15:05 | 0.9 | 0.1 | 0.7 | 0.9 | 0.1 | 905
|  |  | 2000-01-01 | 15:06 | 0.9 | 0.1 | 0.7 | 0.9 | 0.1 | 906
|  |  | 2000-01-01 | 15:07 | 0.9 | 0.1 | 0.7 | 0.9 | 0.1 | 907
|  |  | 2000-01-01 | 15:08 | 0.9 | 0.1 | 0.7 | 0.9 | 0.1 | 908
|  |  | 2000-01-01 | 15:09 | 0.9 | 0.1 | 0.7 | 0.9 | 0.1 | 909
|  |  | 2000-01-01 | 15:10 | 0.9 | 0.1 | 0.7 | 0.9 | 0.1 | 910
|  |  | 2000-01-01 | 15:11 | 0.9 | 0.1 | 0.7 | 0.9 | 0.1 | 911
|  |  | 2000-01-01 | 15:12 | 0.9 | 0.1 | 0.7 | 0.9 | 0.1 | 912
|  |  | 2000-01-01 | 15:13 | 0.9 | 0.1 | 0.7 | 0.9 | 0.1 | 913
|  |  | 2000-01-01 | 15:14 | 0.9 | 0.1 | 0.8 | 0.9 | 0.2 | 914
|  |  | 2000-01-01 | 15:15 | 0.9 | 0.1 | 0.8 | 0.9 | 0.2 | 915
|  |  | 2000-01-01 | 15:16 | 0.9 | 0.1 | 0.8 | 0.9 | 0.2 | 916
|  |  | 2000-01-01 | 15:17 | 0.9 | 0.1 | 0.8 | 0.9 | 0.2 | 917
|  |  | 2000-01-01 | 15:18 | 0.9 | 0.1 | 0.8 | 0.9 | 0.2 | 918
|  |  | 2000-01-01 | 15:19 | 0.9 | 0.1 | 0.8 | 0.9 | 0.2 | 919
|  |  | 2000-01-01 | 15:20 | 0.9 | 0.1 | 0.8 | 0.9 | 0.2 | 920
|  |  | 2000-01-01 | 15:21 | 0.9 | 0.1 | 0.8 | 0.9 | 0.2 | 921
|  |  | 2000-01-01 | 15:22 | 0.9 | 0.1 | 0.8 | 0.9 | 0.2 | 922
|  |  | 2000-01-01 | 15:23 | 1 | 0.1 | 0.8 | 1 | 0.2 | 923
|  |  | 2000-01-01 | 15:24 | 1 | 0.1 | 0.8 | 1 | 0.2 | 924
|  |  | 2000-01-01 | 15:25 | 1 | 0.1 | 0.8 | 1 | 0.2 | 925
|  |  | 2000-01-01 | 15:26 | 1 | 0.1 | 0.8 | 1 | 0.2 | 926
|  |  | 2000-01-01 | 15:27 | 1 | 0.1 | 0.8 | 1 | 0.2 | 927
|  |  | 2000-01-01 | 15:28 | 1 | 0.1 | 0.8 | 1 | 0.2 | 928
|  |  | 2000-01-01 | 15:29 | 1 | 0.1 | 0.8 | 1 | 0.2 | 929
|  |  | 2000-01-01 | 15:30 | 1 | 0.1 | 0.8 | 1 | 0.2 | 930
|  |  | 2000-01-01 | 15:31 | 1 | 0.1 | 0.8 | 1 | 0.2 | 931
|  |  | 2000-01-01 | 15:32 | 1 | 0.1 | 0.8 | 1 | 0.2 | 932
|  |  | 2000-01-01 | 15:33 | 1 | 0.1 | 0.8 | 1 | 0.2 | 933
|  |  | 2000-01-01 | 15:34 | 1 | 0.1 | 0.8 | 1 | 0.2 | 934
|  |  | 2000-01-01 | 15:35 | 1 | 0.1 | 0.8 | 1 | 0.2 | 935
|  |  | 2000-01-01 | 15:36 | 1 | 0.1 | 0.8 | 1 | 0.2 | 936
|  |  | 2000-01-01 | 15:37 | 1 | 0.1 | 0.8 | 1 | 0.2 | 937
|  |  | 2000-01-01 | 15:38 | 1 | 0.1 | 0.8 | 1 | 0.2 | 938
|  |  | 2000-01-01 | 15:39 | 1 | 0.1 | 0.8 | 1 | 0.2 | 939
|  |  | 2000-01-01 | 15:40 | 1 | 0.1 | 0.8 | 1 | 0.2 | 940
|  |  | 2000-01-01 | 15:41 | 1 | 0.1 | 0.8 | 1 | 0.2 | 941
|  |  | 2000-01-01 | 15:42 | 1 | 0.1 | 0.8 | 1 | 0.2 | 942
|  |  | 2000-01-01 | 15:43 | 1 | 0.1 | 0.8 | 1 | 0.2 | 943
|  |  | 2000-01-01 | 15:44 | 1 | 0.1 | 0.8 | 1 | 0.2 | 944
|  |  | 2000-01-01 | 15:45 | 1 | 0.1 | 0.8 | 1 | 0.2 | 945
|  |  | 2000-01-01 | 15:46 | 1 | 0.1 | 0.8 | 1 | 0.2 | 946
|  |  | 2000-01-01 | 15:47 | 1 | 0.1 | 0.8 | 1 | 0.2 | 947
|  |  | 2000-01-01 | 15:48 | 1 | 0.1 | 0.8 | 1 | 0.2 | 948
|  |  | 2000-01-01 | 15:49 | 1 | 0.1 | 0.8 | 1 | 0.2 | 949
|  |  | 2000-01-01 | 15:50 | 1 | 0.1 | 0.8 | 1 | 0.2 | 950
|  |  | 2000-01-01 | 15:51 | 1 | 0.1 | 0.8 | 1 | 0.2 | 951
|  |  | 2000-01-01 | 15:52 | 1 | 0.1 | 0.8 | 1 | 0.2 | 952
|  |  | 2000-01-01 | 15:53 | 1 | 0.1 | 0.8 | 1 | 0.2 | 953
|  |  | 2000-01-01 | 15:54 | 1 | 0.1 | 0.8 | 1 | 0.2 | 954
|  |  | 2000-01-01 | 15:55 | 1 | 0.1 | 0.8 | 1 | 0.2 | 955
|  |  | 2000-01-01 | 15:56 | 1 | 0.1 | 0.9 | 1 | 0.2 | 956
|  |  | 2000-01-01 | 15:57 | 1 | 0.1 | 0.9 | 1 | 0.2 | 957
|  |  | 2000-01-01 | 15:58 | 1 | 0.1 | 0.9 | 1 | 0.2 | 958
|  |  | 2000-01-01 | 15:59 | 1 | 0.1 | 0.9 | 1 | 0.2 | 959
|  |  | 2000-01-01 | 16:00 | 1 | 0.1 | 0.9 | 1 | 0.2 | 960
|  |  | 2000-01-01 | 16:01 | 1 | 0.1 | 0.9 | 1 | 0.2 | 961
|  |  | 2000-01-01 | 16:02 | 1 | 0.1 | 0.9 | 1 | 0.2 | 962
|  |  | 2000-01-01 | 16:03 | 1.1 | 0.1 | 0.9 | 1.1 | 0.2 | 963
|  |  | 2000-01-01 | 16:04 | 1.1 | 0.1 | 0.9 | 1.1 | 0.2 | 964
|  |  | 2000-01-01 | 16:05 | 1.1 | 0.1 | 0.9 | 1.1 | 0.2 | 965
|  |  | 2000-01-01 | 16:06 | 1.1 | 0.1 | 0.9 | 1.1 | 0.2 | 966
|  |  | 2000-01-01 | 16:07 | 1.1 | 0.1 | 0.9 | 1.1 | 0.2 | 967
|  |  | 2000-01-01 | 16:08 | 1.1 | 0.1 | 0.9 | 1.1 | 0.2 | 968
|  |  | 2000-01-01 | 16:09 | 1.1 | 0.1 | 0.9 | 1.1 | 0.2 | 969
|  |  | 2000-01-01 | 16:10 | 1.1 | 0.1 | 0.9 | 1.1 | 0.2 | 970
|  |  | 2000-01-01 | 16:11 | 1.1 | 0.1 | 0.9 | 1.1 | 0.2 | 971
|  |  | 2000-01-01 | 16:12 | 1.1 | 0.1 | 0.9 | 1.1 | 0.2 | 972
|  |  | 2000-01-01 | 16:13 | 1.1 | 0.1 | 0.9 | 1.1 | 0.2 | 973
|  |  | 2000-01-01 | 16:14 | 1.1 | 0.1 | 0.9 | 1.1 | 0.2 | 974
|  |  | 2000-01-01 | 16:15 | 1.1 | 0.1 | 0.9 | 1.1 | 0.2 | 975
|  |  | 2000-01-01 | 16:16 | 1.1 | 0.1 | 0.9 | 1.1 | 0.2 | 976
|  |  | 2000-01-01 | 16:17 | 1.1 | 0.1 | 0.9 | 1.1 | 0.2 | 977
|  |  | 2000-01-01 | 16:18 | 1.1 | 0.1 | 0.9 | 1.1 | 0.2 | 978
|  |  | 2000-01-01 | 16:19 | 1.1 | 0.1 | 0.9 | 1.1 | 0.2 | 979
|  |  | 2000-01-01 | 16:20 | 1.1 | 0.1 | 0.9 | 1.1 | 0.2 | 980
|  |  | 2000-01-01 | 16:21 | 1.1 | 0.1 | 0.9 | 1.1 | 0.2 | 981
|  |  | 2000-01-01 | 16:22 | 1.1 | 0.1 | 0.9 | 1.1 | 0.2 | 982
|  |  | 2000-01-01 | 16:23 | 1.1 | 0.1 | 0.9 | 1.1 | 0.2 | 983
|  |  | 2000-01-01 | 16:24 | 1.1 | 0.1 | 0.9 | 1.1 | 0.2 | 984
|  |  | 2000-01-01 | 16:25 | 1.1 | 0.1 | 0.9 | 1.1 | 0.2 | 985
|  |  | 2000-01-01 | 16:26 | 1.1 | 0.1 | 0.9 | 1.1 | 0.2 | 986
|  |  | 2000-01-01 | 16:27 | 1.2 | 0.1 | 0.9 | 1.2 | 0.2 | 987
|  |  | 2000-01-01 | 16:28 | 1.2 | 0.1 | 0.9 | 1.2 | 0.2 | 988
|  |  | 2000-01-01 | 16:29 | 1.2 | 0.1 | 0.9 | 1.2 | 0.2 | 989
|  |  | 2000-01-01 | 16:30 | 1.2 | 0.1 | 0.9 | 1.2 | 0.2 | 990
|  |  | 2000-01-01 | 16:31 | 1.2 | 0.1 | 0.9 | 1.2 | 0.2 | 991
|  |  | 2000-01-01 | 16:32 | 1.2 | 0.1 | 1 | 1.2 | 0.2 | 992
|  |  | 2000-01-01 | 16:33 | 1.2 | 0.1 | 1 | 1.2 | 0.2 | 993
|  |  | 2000-01-01 | 16:34 | 1.2 | 0.1 | 1 | 1.2 | 0.2 | 994
|  |  | 2000-01-01 | 16:35 | 1.2 | 0.1 | 1 | 1.2 | 0.2 | 995
|  |  | 2000-01-01 | 16:36 | 1.2 | 0.1 | 1 | 1.2 | 0.2 | 996
|  |  | 2000-01-01 | 16:37 | 1.2 | 0.1 | 1 | 1.2 | 0.2 | 997
|  |  | 2000-01-01 | 16:38 | 1.2 | 0.1 | 1 | 1.2 | 0.2 | 998
|  |  | 2000-01-01 | 16:39 | 1.2 | 0.1 | 1 | 1.2 | 0.2 | 999
|  |  | 2000-01-01 | 16:40 | 1.2 | 0.1 | 1 | 1.2 | 0.2 | 1000
|  |  | 2000-01-01 | 16:41 | 1.2 | 0.1 | 1 | 1.2 | 0.2 | 1001
|  |  | 2000-01-01 | 16:42 | 1.2 | 0.1 | 1 | 1.2 | 0.2 | 1002
|  |  | 2000-01-01 | 16:43 | 1.2 | 0.1 | 1 | 1.2 | 0.2 | 1003
|  |  | 2000-01-01 | 16:44 | 1.3 | 0.1 | 1 | 1.3 | 0.2 | 1004
|  |  | 2000-01-01 | 16:45 | 1.3 | 0.1 | 1 | 1.3 | 0.2 | 1005
|  |  | 2000-01-01 | 16:46 | 1.3 | 0.1 | 1 | 1.3 | 0.2 | 1006
|  |  | 2000-01-01 | 16:47 | 1.3 | 0.1 | 1 | 1.3 | 0.2 | 1007
|  |  | 2000-01-01 | 16:48 | 1.3 | 0.1 | 1 | 1.3 | 0.2 | 1008
|  |  | 2000-01-01 | 16:49 | 1.3 | 0.1 | 1 | 1.3 | 0.2 | 1009
|  |  | 2000-01-01 | 16:50 | 1.4 | 0.1 | 1 | 1.4 | 0.2 | 1010
|  |  | 2000-01-01 | 16:51 | 1.4 | 0.1 | 1 | 1.4 | 0.2 | 1011
|  |  | 2000-01-01 | 16:52 | 1.4 | 0.1 | 1 | 1.4 | 0.2 | 1012
|  |  | 2000-01-01 | 16:53 | 1.4 | 0.1 | 1 | 1.4 | 0.2 | 1013
|  |  | 2000-01-01 | 16:54 | 1.4 | 0.1 | 1 | 1.4 | 0.2 | 1014
|  |  | 2000-01-01 | 16:55 | 1.4 | 0.1 | 1 | 1.4 | 0.2 | 1015
|  |  | 2000-01-01 | 16:56 | 1.4 | 0.1 | 1 | 1.4 | 0.2 | 1016
|  |  | 2000-01-01 | 16:57 | 1.4 | 0.1 | 1 | 1.4 | 0.2 | 1017
|  |  | 2000-01-01 | 16:58 | 1.4 | 0.1 | 1.1 | 1.4 | 0.2 | 1018
|  |  | 2000-01-01 | 16:59 | 1.4 | 0.1 | 1.1 | 1.4 | 0.2 | 1019
|  |  | 2000-01-01 | 17:00 | 1.4 | 0.1 | 1.1 | 1.4 | 0.2 | 1020
|  |  | 2000-01-01 | 17:01 | 1.4 | 0.1 | 1.1 | 1.4 | 0.2 | 1021
|  |  | 2000-01-01 | 17:02 | 1.4 | 0.1 | 1.1 | 1.4 | 0.2 | 1022
|  |  | 2000-01-01 | 17:03 | 1.4 | 0.1 | 1.1 | 1.4 | 0.2 | 1023
|  |  | 2000-01-01 | 17:04 | 1.4 | 0.1 | 1.1 | 1.4 | 0.2 | 1024
|  |  | 2000-01-01 | 17:05 | 1.4 | 0.1 | 1.1 | 1.4 | 0.2 | 1025
|  |  | 2000-01-01 | 17:06 | 1.4 | 0.1 | 1.1 | 1.4 | 0.2 | 1026
|  |  | 2000-01-01 | 17:07 | 1.5 | 0.1 | 1.1 | 1.5 | 0.2 | 1027
|  |  | 2000-01-01 | 17:08 | 1.5 | 0.1 | 1.1 | 1.5 | 0.2 | 1028
|  |  | 2000-01-01 | 17:09 | 1.5 | 0.1 | 1.1 | 1.5 | 0.2 | 1029
|  |  | 2000-01-01 | 17:10 | 1.5 | 0.1 | 1.1 | 1.5 | 0.2 | 1030
|  |  | 2000-01-01 | 17:11 | 1.5 | 0.1 | 1.1 | 1.5 | 0.2 | 1031
|  |  | 2000-01-01 | 17:12 | 1.5 | 0.1 | 1.1 | 1.5 | 0.2 | 1032
|  |  | 2000-01-01 | 17:13 | 1.5 | 0.1 | 1.1 | 1.5 | 0.2 | 1033
|  |  | 2000-01-01 | 17:14 | 1.5 | 0.1 | 1.1 | 1.5 | 0.2 | 1034
|  |  | 2000-01-01 | 17:15 | 1.5 | 0.1 | 1.1 | 1.5 | 0.2 | 1035
|  |  | 2000-01-01 | 17:16 | 1.5 | 0.1 | 1.1 | 1.5 | 0.2 | 1036
|  |  | 2000-01-01 | 17:17 | 1.5 | 0.1 | 1.1 | 1.5 | 0.2 | 1037
|  |  | 2000-01-01 | 17:18 | 1.5 | 0.1 | 1.2 | 1.5 | 0.2 | 1038
|  |  | 2000-01-01 | 17:19 | 1.6 | 0.1 | 1.2 | 1.6 | 0.2 | 1039
|  |  | 2000-01-01 | 17:20 | 1.6 | 0.1 | 1.2 | 1.6 | 0.2 | 1040
|  |  | 2000-01-01 | 17:21 | 1.6 | 0.1 | 1.2 | 1.6 | 0.2 | 1041
|  |  | 2000-01-01 | 17:22 | 1.6 | 0.1 | 1.2 | 1.6 | 0.2 | 1042
|  |  | 2000-01-01 | 17:23 | 1.6 | 0.1 | 1.2 | 1.6 | 0.2 | 1043
|  |  | 2000-01-01 | 17:24 | 1.6 | 0.1 | 1.2 | 1.6 | 0.2 | 1044
|  |  | 2000-01-01 | 17:25 | 1.6 | 0.1 | 1.2 | 1.6 | 0.2 | 1045
|  |  | 2000-01-01 | 17:26 | 1.6 | 0.1 | 1.2 | 1.6 | 0.2 | 1046
|  |  | 2000-01-01 | 17:27 | 1.6 | 0.1 | 1.2 | 1.6 | 0.2 | 1047
|  |  | 2000-01-01 | 17:28 | 1.6 | 0.1 | 1.2 | 1.6 | 0.2 | 1048
|  |  | 2000-01-01 | 17:29 | 1.6 | 0.1 | 1.2 | 1.6 | 0.2 | 1049
|  |  | 2000-01-01 | 17:30 | 1.6 | 0.1 | 1.2 | 1.6 | 0.2 | 1050
|  |  | 2000-01-01 | 17:31 | 1.7 | 0.1 | 1.2 | 1.7 | 0.2 | 1051
|  |  | 2000-01-01 | 17:32 | 1.7 | 0.1 | 1.2 | 1.7 | 0.2 | 1052
|  |  | 2000-01-01 | 17:33 | 1.7 | 0.1 | 1.2 | 1.7 | 0.2 | 1053
|  |  | 2000-01-01 | 17:34 | 1.7 | 0.1 | 1.2 | 1.7 | 0.2 | 1054
|  |  | 2000-01-01 | 17:35 | 1.7 | 0.1 | 1.3 | 1.7 | 0.3 | 1055
|  |  | 2000-01-01 | 17:36 | 1.7 | 0.1 | 1.3 | 1.7 | 0.3 | 1056
|  |  | 2000-01-01 | 17:37 | 1.7 | 0.1 | 1.3 | 1.7 | 0.3 | 1057
|  |  | 2000-01-01 | 17:38 | 1.8 | 0.1 | 1.3 | 1.8 | 0.3 | 1058
|  |  | 2000-01-01 | 17:39 | 1.8 | 0.1 | 1.3 | 1.8 | 0.3 | 1059
|  |  | 2000-01-01 | 17:40 | 1.8 | 0.1 | 1.3 | 1.8 | 0.3 | 1060
|  |  | 2000-01-01 | 17:41 | 1.8 | 0.1 | 1.3 | 1.8 | 0.3 | 1061
|  |  | 2000-01-01 | 17:42 | 1.8 | 0.1 | 1.3 | 1.8 | 0.3 | 1062
|  |  | 2000-01-01 | 17:43 | 1.8 | 0.1 | 1.3 | 1.8 | 0.3 | 1063
|  |  | 2000-01-01 | 17:44 | 1.8 | 0.1 | 1.3 | 1.8 | 0.3 | 1064
|  |  | 2000-01-01 | 17:45 | 1.8 | 0.1 | 1.3 | 1.8 | 0.3 | 1065
|  |  | 2000-01-01 | 17:46 | 1.8 | 0.1 | 1.3 | 1.8 | 0.3 | 1066
|  |  | 2000-01-01 | 17:47 | 1.9 | 0.1 | 1.3 | 1.9 | 0.3 | 1067
|  |  | 2000-01-01 | 17:48 | 1.9 | 0.1 | 1.3 | 1.9 | 0.3 | 1068
|  |  | 2000-01-01 | 17:49 | 1.9 | 0.1 | 1.3 | 1.9 | 0.3 | 1069
|  |  | 2000-01-01 | 17:50 | 1.9 | 0.1 | 1.4 | 1.9 | 0.3 | 1070
|  |  | 2000-01-01 | 17:51 | 1.9 | 0.1 | 1.4 | 1.9 | 0.3 | 1071
|  |  | 2000-01-01 | 17:52 | 1.9 | 0.1 | 1.4 | 1.9 | 0.3 | 1072
|  |  | 2000-01-01 | 17:53 | 1.9 | 0.1 | 1.4 | 1.9 | 0.3 | 1073
|  |  | 2000-01-01 | 17:54 | 2 | 0.1 | 1.4 | 2 | 0.3 | 1074
|  |  | 2000-01-01 | 17:55 | 2 | 0.1 | 1.4 | 2 | 0.3 | 1075
|  |  | 2000-01-01 | 17:56 | 2 | 0.1 | 1.4 | 2 | 0.3 | 1076
|  |  | 2000-01-01 | 17:57 | 2 | 0.1 | 1.4 | 2 | 0.3 | 1077
|  |  | 2000-01-01 | 17:58 | 2 | 0.1 | 1.4 | 2 | 0.3 | 1078
|  |  | 2000-01-01 | 17:59 | 2 | 0.1 | 1.4 | 2 | 0.3 | 1079
|  |  | 2000-01-01 | 18:00 | 2 | 0.1 | 1.4 | 2 | 0.3 | 1080
|  |  | 2000-01-01 | 18:01 | 2.1 | 0.1 | 1.4 | 2.1 | 0.3 | 1081
|  |  | 2000-01-01 | 18:02 | 2.1 | 0.1 | 1.5 | 2.1 | 0.3 | 1082
|  |  | 2000-01-01 | 18:03 | 2.1 | 0.1 | 1.5 | 2.1 | 0.3 | 1083
|  |  | 2000-01-01 | 18:04 | 2.1 | 0.1 | 1.5 | 2.1 | 0.3 | 1084
|  |  | 2000-01-01 | 18:05 | 2.1 | 0.1 | 1.5 | 2.1 | 0.3 | 1085
|  |  | 2000-01-01 | 18:06 | 2.1 | 0.1 | 1.5 | 2.1 | 0.3 | 1086
|  |  | 2000-01-01 | 18:07 | 2.2 | 0.1 | 1.5 | 2.2 | 0.3 | 1087
|  |  | 2000-01-01 | 18:08 | 2.2 | 0.2 | 1.5 | 2.2 | 0.3 | 1088
|  |  | 2000-01-01 | 18:09 | 2.2 | 0.2 | 1.5 | 2.2 | 0.3 | 1089
|  |  | 2000-01-01 | 18:10 | 2.2 | 0.2 | 1.5 | 2.2 | 0.3 | 1090
|  |  | 2000-01-01 | 18:11 | 2.2 | 0.2 | 1.5 | 2.2 | 0.3 | 1091
|  |  | 2000-01-01 | 18:12 | 2.2 | 0.2 | 1.5 | 2.2 | 0.3 | 1092
|  |  | 2000-01-01 | 18:13 | 2.3 | 0.2 | 1.6 | 2.3 | 0.3 | 1093
|  |  | 2000-01-01 | 18:14 | 2.3 | 0.2 | 1.6 | 2.3 | 0.3 | 1094
|  |  | 2000-01-01 | 18:15 | 2.3 | 0.2 | 1.6 | 2.3 | 0.3 | 1095
|  |  | 2000-01-01 | 18:16 | 2.3 | 0.2 | 1.6 | 2.3 | 0.3 | 1096
|  |  | 2000-01-01 | 18:17 | 2.4 | 0.2 | 1.6 | 2.4 | 0.3 | 1097
|  |  | 2000-01-01 | 18:18 | 2.4 | 0.2 | 1.6 | 2.4 | 0.3 | 1098
|  |  | 2000-01-01 | 18:19 | 2.4 | 0.2 | 1.6 | 2.4 | 0.3 | 1099
|  |  | 2000-01-01 | 18:20 | 2.4 | 0.2 | 1.6 | 2.4 | 0.3 | 1100
|  |  | 2000-01-01 | 18:21 | 2.5 | 0.2 | 1.6 | 2.5 | 0.3 | 1101
|  |  | 2000-01-01 | 18:22 | 2.6 | 0.2 | 1.6 | 2.6 | 0.3 | 1102
|  |  | 2000-01-01 | 18:23 | 2.7 | 0.2 | 1.7 | 2.7 | 0.3 | 1103
|  |  | 2000-01-01 | 18:24 | 2.8 | 0.2 | 1.7 | 2.8 | 0.3 | 1104
|  |  | 2000-01-01 | 18:25 | 2.9 | 0.2 | 1.7 | 2.9 | 0.3 | 1105
|  |  | 2000-01-01 | 18:26 | 3 | 0.2 | 1.7 | 3 | 0.3 | 1106
|  |  | 2000-01-01 | 18:27 | 3.1 | 0.2 | 1.7 | 3.1 | 0.3 | 1107
|  |  | 2000-01-01 | 18:28 | 3.2 | 0.2 | 1.8 | 3.2 | 0.4 | 1108
|  |  | 2000-01-01 | 18:29 | 3.4 | 0.2 | 1.8 | 3.4 | 0.4 | 1109
|  |  | 2000-01-01 | 18:30 | 3.4 | 0.2 | 1.8 | 3.4 | 0.4 | 1110
|  |  | 2000-01-01 | 18:31 | 3.4 | 0.2 | 1.8 | 3.4 | 0.4 | 1111
|  |  | 2000-01-01 | 18:32 | 3.4 | 0.2 | 1.8 | 3.4 | 0.4 | 1112
|  |  | 2000-01-01 | 18:33 | 3.4 | 0.2 | 1.9 | 3.4 | 0.4 | 1113
|  |  | 2000-01-01 | 18:34 | 3.4 | 0.2 | 1.9 | 3.4 | 0.4 | 1114
|  |  | 2000-01-01 | 18:35 | 3.4 | 0.2 | 1.9 | 3.4 | 0.4 | 1115
|  |  | 2000-01-01 | 18:36 | 3.5 | 0.2 | 1.9 | 3.5 | 0.4 | 1116
|  |  | 2000-01-01 | 18:37 | 3.4 | 0.2 | 1.9 | 3.4 | 0.4 | 1117
|  |  | 2000-01-01 | 18:38 | 3.4 | 0.2 | 2 | 3.4 | 0.4 | 1118
|  |  | 2000-01-01 | 18:39 | 3.5 | 0.2 | 2 | 3.5 | 0.4 | 1119
|  |  | 2000-01-01 | 18:40 | 3.5 | 0.2 | 2 | 3.5 | 0.4 | 1120
|  |  | 2000-01-01 | 18:41 | 3.6 | 0.2 | 2 | 3.6 | 0.4 | 1121
|  |  | 2000-01-01 | 18:42 | 3.7 | 0.2 | 2 | 3.7 | 0.4 | 1122
|  |  | 2000-01-01 | 18:43 | 3.8 | 0.2 | 2.1 | 3.8 | 0.4 | 1123
|  |  | 2000-01-01 | 18:44 | 4 | 0.2 | 2.1 | 4 | 0.4 | 1124
|  |  | 2000-01-01 | 18:45 | 4.1 | 0.2 | 2.1 | 4.1 | 0.4 | 1125
|  |  | 2000-01-01 | 18:46 | 4.3 | 0.2 | 2.2 | 4.3 | 0.4 | 1126
|  |  | 2000-01-01 | 18:47 | 4.4 | 0.2 | 2.2 | 4.4 | 0.4 | 1127
|  |  | 2000-01-01 | 18:48 | 4.6 | 0.2 | 2.2 | 4.6 | 0.4 | 1128
|  |  | 2000-01-01 | 18:49 | 4.7 | 0.2 | 2.2 | 4.7 | 0.4 | 1129
|  |  | 2000-01-01 | 18:50 | 4.8 | 0.2 | 2.3 | 4.8 | 0.5 | 1130
|  |  | 2000-01-01 | 18:51 | 4.9 | 0.2 | 2.3 | 4.9 | 0.5 | 1131
|  |  | 2000-01-01 | 18:52 | 4.9 | 0.2 | 2.4 | 4.9 | 0.5 | 1132
|  |  | 2000-01-01 | 18:53 | 5 | 0.2 | 2.4 | 5 | 0.5 | 1133
|  |  | 2000-01-01 | 18:54 | 5.1 | 0.2 | 2.4 | 5.1 | 0.5 | 1134
|  |  | 2000-01-01 | 18:55 | 5.2 | 0.2 | 2.5 | 5.2 | 0.5 | 1135
|  |  | 2000-01-01 | 18:56 | 5.2 | 0.3 | 2.5 | 5.2 | 0.5 | 1136
|  |  | 2000-01-01 | 18:57 | 5.4 | 0.3 | 2.5 | 5.4 | 0.5 | 1137
|  |  | 2000-01-01 | 18:58 | 5.5 | 0.3 | 2.6 | 5.5 | 0.5 | 1138
|  |  | 2000-01-01 | 18:59 | 5.6 | 0.3 | 2.6 | 5.6 | 0.5 | 1139
|  |  | 2000-01-01 | 19:00 | 5.8 | 0.3 | 2.7 | 5.8 | 0.5 | 1140
|  |  | 2000-01-01 | 19:01 | 6 | 0.3 | 2.7 | 6 | 0.5 | 1141
|  |  | 2000-01-01 | 19:02 | 6.3 | 0.3 | 2.8 | 6.3 | 0.6 | 1142
|  |  | 2000-01-01 | 19:03 | 6.4 | 0.3 | 2.8 | 6.4 | 0.6 | 1143
|  |  | 2000-01-01 | 19:04 | 6.6 | 0.3 | 2.9 | 6.6 | 0.6 | 1144
|  |  | 2000-01-01 | 19:05 | 7 | 0.3 | 2.9 | 7 | 0.6 | 1145
|  |  | 2000-01-01 | 19:06 | 7.5 | 0.3 | 3 | 7.5 | 0.6 | 1146
|  |  | 2000-01-01 | 19:07 | 7.7 | 0.3 | 3 | 7.7 | 0.6 | 1147
|  |  | 2000-01-01 | 19:08 | 8 | 0.3 | 3.1 | 8 | 0.6 | 1148
|  |  | 2000-01-01 | 19:09 | 9.4 | 0.3 | 3.2 | 9.4 | 0.6 | 1149
|  |  | 2000-01-01 | 19:10 | 10.6 | 0.3 | 3.3 | 10.6 | 0.7 | 1150
|  |  | 2000-01-01 | 19:11 | 10.5 | 0.3 | 3.4 | 10.5 | 0.7 | 1151
|  |  | 2000-01-01 | 19:12 | 13 | 0.3 | 3.5 | 13 | 0.7 | 1152
|  |  | 2000-01-01 | 19:13 | 14.2 | 0.4 | 3.6 | 14.2 | 0.7 | 1153
|  |  | 2000-01-01 | 19:14 | 14.4 | 0.4 | 3.8 | 14.4 | 0.8 | 1154
|  |  | 2000-01-01 | 19:15 | 14.2 | 0.4 | 3.9 | 14.2 | 0.8 | 1155
|  |  | 2000-01-01 | 19:16 | 14 | 0.4 | 4 | 14 | 0.8 | 1156
|  |  | 2000-01-01 | 19:17 | 13.7 | 0.4 | 4.2 | 13.7 | 0.8 | 1157
|  |  | 2000-01-01 | 19:18 | 13.3 | 0.4 | 4.3 | 13.3 | 0.9 | 1158
|  |  | 2000-01-01 | 19:19 | 11.9 | 0.4 | 4.4 | 11.9 | 0.9 | 1159
|  |  | 2000-01-01 | 19:20 | 10.5 | 0.5 | 4.5 | 10.5 | 0.9 | 1160
|  |  | 2000-01-01 | 19:21 | 10.4 | 0.5 | 4.6 | 10.4 | 0.9 | 1161
|  |  | 2000-01-01 | 19:22 | 7.6 | 0.5 | 4.7 | 7.6 | 0.9 | 1162
|  |  | 2000-01-01 | 19:23 | 5.9 | 0.5 | 4.7 | 5.9 | 0.9 | 1163
|  |  | 2000-01-01 | 19:24 | 5.5 | 0.5 | 4.7 | 5.5 | 0.9 | 1164
|  |  | 2000-01-01 | 19:25 | 5.1 | 0.5 | 4.7 | 5.1 | 0.9 | 1165
|  |  | 2000-01-01 | 19:26 | 4.8 | 0.5 | 4.7 | 4.8 | 0.9 | 1166
|  |  | 2000-01-01 | 19:27 | 4.6 | 0.5 | 4.7 | 4.6 | 0.9 | 1167
|  |  | 2000-01-01 | 19:28 | 4.4 | 0.5 | 4.7 | 4.4 | 0.9 | 1168
|  |  | 2000-01-01 | 19:29 | 4.4 | 0.5 | 4.7 | 4.4 | 0.9 | 1169
|  |  | 2000-01-01 | 19:30 | 4.1 | 0.5 | 4.7 | 4.1 | 0.9 | 1170
|  |  | 2000-01-01 | 19:31 | 4 | 0.5 | 4.7 | 4 | 0.9 | 1171
|  |  | 2000-01-01 | 19:32 | 3.9 | 0.5 | 4.7 | 3.9 | 0.9 | 1172
|  |  | 2000-01-01 | 19:33 | 3.8 | 0.5 | 4.7 | 3.8 | 0.9 | 1173
|  |  | 2000-01-01 | 19:34 | 3.6 | 0.5 | 4.7 | 3.6 | 0.9 | 1174
|  |  | 2000-01-01 | 19:35 | 3.5 | 0.5 | 4.6 | 3.5 | 0.9 | 1175
|  |  | 2000-01-01 | 19:36 | 3.4 | 0.5 | 4.6 | 3.4 | 0.9 | 1176
|  |  | 2000-01-01 | 19:37 | 3.4 | 0.5 | 4.6 | 3.4 | 0.9 | 1177
|  |  | 2000-01-01 | 19:38 | 3.3 | 0.5 | 4.6 | 3.3 | 0.9 | 1178
|  |  | 2000-01-01 | 19:39 | 3.2 | 0.5 | 4.6 | 3.2 | 0.9 | 1179
|  |  | 2000-01-01 | 19:40 | 3.2 | 0.5 | 4.6 | 3.2 | 0.9 | 1180
|  |  | 2000-01-01 | 19:41 | 3.2 | 0.5 | 4.5 | 3.2 | 0.9 | 1181
|  |  | 2000-01-01 | 19:42 | 3.1 | 0.5 | 4.5 | 3.1 | 0.9 | 1182
|  |  | 2000-01-01 | 19:43 | 3.1 | 0.4 | 4.5 | 3.1 | 0.9 | 1183
|  |  | 2000-01-01 | 19:44 | 3 | 0.4 | 4.5 | 3 | 0.9 | 1184
|  |  | 2000-01-01 | 19:45 | 3 | 0.4 | 4.5 | 3 | 0.9 | 1185
|  |  | 2000-01-01 | 19:46 | 3 | 0.4 | 4.4 | 3 | 0.9 | 1186
|  |  | 2000-01-01 | 19:47 | 2.9 | 0.4 | 4.4 | 2.9 | 0.9 | 1187
|  |  | 2000-01-01 | 19:48 | 2.9 | 0.4 | 4.4 | 2.9 | 0.9 | 1188
|  |  | 2000-01-01 | 19:49 | 2.9 | 0.4 | 4.4 | 2.9 | 0.9 | 1189
|  |  | 2000-01-01 | 19:50 | 2.8 | 0.4 | 4.4 | 2.8 | 0.9 | 1190
|  |  | 2000-01-01 | 19:51 | 2.8 | 0.4 | 4.3 | 2.8 | 0.9 | 1191
|  |  | 2000-01-01 | 19:52 | 2.8 | 0.4 | 4.3 | 2.8 | 0.9 | 1192
|  |  | 2000-01-01 | 19:53 | 2.7 | 0.4 | 4.3 | 2.7 | 0.9 | 1193
|  |  | 2000-01-01 | 19:54 | 2.7 | 0.4 | 4.3 | 2.7 | 0.9 | 1194
|  |  | 2000-01-01 | 19:55 | 2.7 | 0.4 | 4.2 | 2.7 | 0.8 | 1195
|  |  | 2000-01-01 | 19:56 | 2.6 | 0.4 | 4.2 | 2.6 | 0.8 | 1196
|  |  | 2000-01-01 | 19:57 | 2.6 | 0.4 | 4.2 | 2.6 | 0.8 | 1197
|  |  | 2000-01-01 | 19:58 | 2.6 | 0.4 | 4.2 | 2.6 | 0.8 | 1198
|  |  | 2000-01-01 | 19:59 | 2.6 | 0.4 | 4.2 | 2.6 | 0.8 | 1199
|  |  | 2000-01-01 | 20:00 | 2.5 | 0.4 | 4.1 | 2.5 | 0.8 | 1200
|  |  | 2000-01-01 | 20:01 | 2.5 | 0.4 | 4.1 | 2.5 | 0.8 | 1201
|  |  | 2000-01-01 | 20:02 | 2.5 | 0.4 | 4.1 | 2.5 | 0.8 | 1202
|  |  | 2000-01-01 | 20:03 | 2.4 | 0.4 | 4.1 | 2.4 | 0.8 | 1203
|  |  | 2000-01-01 | 20:04 | 2.4 | 0.4 | 4 | 2.4 | 0.8 | 1204
|  |  | 2000-01-01 | 20:05 | 2.4 | 0.4 | 4 | 2.4 | 0.8 | 1205
|  |  | 2000-01-01 | 20:06 | 2.4 | 0.4 | 4 | 2.4 | 0.8 | 1206
|  |  | 2000-01-01 | 20:07 | 2.3 | 0.4 | 4 | 2.3 | 0.8 | 1207
|  |  | 2000-01-01 | 20:08 | 2.3 | 0.4 | 4 | 2.3 | 0.8 | 1208
|  |  | 2000-01-01 | 20:09 | 2.3 | 0.4 | 3.9 | 2.3 | 0.8 | 1209
|  |  | 2000-01-01 | 20:10 | 2.2 | 0.4 | 3.9 | 2.2 | 0.8 | 1210
|  |  | 2000-01-01 | 20:11 | 2.2 | 0.4 | 3.9 | 2.2 | 0.8 | 1211
|  |  | 2000-01-01 | 20:12 | 2.2 | 0.4 | 3.9 | 2.2 | 0.8 | 1212
|  |  | 2000-01-01 | 20:13 | 2.2 | 0.4 | 3.8 | 2.2 | 0.8 | 1213
|  |  | 2000-01-01 | 20:14 | 2.2 | 0.4 | 3.8 | 2.2 | 0.8 | 1214
|  |  | 2000-01-01 | 20:15 | 2.1 | 0.4 | 3.8 | 2.1 | 0.8 | 1215
|  |  | 2000-01-01 | 20:16 | 2.1 | 0.4 | 3.8 | 2.1 | 0.8 | 1216
|  |  | 2000-01-01 | 20:17 | 2.1 | 0.4 | 3.8 | 2.1 | 0.8 | 1217
|  |  | 2000-01-01 | 20:18 | 2.1 | 0.4 | 3.7 | 2.1 | 0.7 | 1218
|  |  | 2000-01-01 | 20:19 | 2 | 0.4 | 3.7 | 2 | 0.7 | 1219
|  |  | 2000-01-01 | 20:20 | 2 | 0.4 | 3.7 | 2 | 0.7 | 1220
|  |  | 2000-01-01 | 20:21 | 2 | 0.4 | 3.7 | 2 | 0.7 | 1221
|  |  | 2000-01-01 | 20:22 | 2 | 0.4 | 3.6 | 2 | 0.7 | 1222
|  |  | 2000-01-01 | 20:23 | 2 | 0.4 | 3.6 | 2 | 0.7 | 1223
|  |  | 2000-01-01 | 20:24 | 2 | 0.4 | 3.6 | 2 | 0.7 | 1224
|  |  | 2000-01-01 | 20:25 | 2 | 0.4 | 3.6 | 2 | 0.7 | 1225
|  |  | 2000-01-01 | 20:26 | 1.9 | 0.4 | 3.5 | 1.9 | 0.7 | 1226
|  |  | 2000-01-01 | 20:27 | 1.9 | 0.4 | 3.5 | 1.9 | 0.7 | 1227
|  |  | 2000-01-01 | 20:28 | 1.9 | 0.4 | 3.5 | 1.9 | 0.7 | 1228
|  |  | 2000-01-01 | 20:29 | 1.9 | 0.3 | 3.5 | 1.9 | 0.7 | 1229
|  |  | 2000-01-01 | 20:30 | 1.9 | 0.3 | 3.5 | 1.9 | 0.7 | 1230
|  |  | 2000-01-01 | 20:31 | 1.9 | 0.3 | 3.4 | 1.9 | 0.7 | 1231
|  |  | 2000-01-01 | 20:32 | 1.8 | 0.3 | 3.4 | 1.8 | 0.7 | 1232
|  |  | 2000-01-01 | 20:33 | 1.8 | 0.3 | 3.4 | 1.8 | 0.7 | 1233
|  |  | 2000-01-01 | 20:34 | 1.8 | 0.3 | 3.4 | 1.8 | 0.7 | 1234
|  |  | 2000-01-01 | 20:35 | 1.8 | 0.3 | 3.4 | 1.8 | 0.7 | 1235
|  |  | 2000-01-01 | 20:36 | 1.8 | 0.3 | 3.3 | 1.8 | 0.7 | 1236
|  |  | 2000-01-01 | 20:37 | 1.8 | 0.3 | 3.3 | 1.8 | 0.7 | 1237
|  |  | 2000-01-01 | 20:38 | 1.8 | 0.3 | 3.3 | 1.8 | 0.7 | 1238
|  |  | 2000-01-01 | 20:39 | 1.7 | 0.3 | 3.3 | 1.7 | 0.7 | 1239
|  |  | 2000-01-01 | 20:40 | 1.7 | 0.3 | 3.2 | 1.7 | 0.6 | 1240
|  |  | 2000-01-01 | 20:41 | 1.7 | 0.3 | 3.2 | 1.7 | 0.6 | 1241
|  |  | 2000-01-01 | 20:42 | 1.7 | 0.3 | 3.2 | 1.7 | 0.6 | 1242
|  |  | 2000-01-01 | 20:43 | 1.7 | 0.3 | 3.2 | 1.7 | 0.6 | 1243
|  |  | 2000-01-01 | 20:44 | 1.7 | 0.3 | 3.2 | 1.7 | 0.6 | 1244
|  |  | 2000-01-01 | 20:45 | 1.7 | 0.3 | 3.1 | 1.7 | 0.6 | 1245
|  |  | 2000-01-01 | 20:46 | 1.7 | 0.3 | 3.1 | 1.7 | 0.6 | 1246
|  |  | 2000-01-01 | 20:47 | 1.6 | 0.3 | 3.1 | 1.6 | 0.6 | 1247
|  |  | 2000-01-01 | 20:48 | 1.6 | 0.3 | 3.1 | 1.6 | 0.6 | 1248
|  |  | 2000-01-01 | 20:49 | 1.6 | 0.3 | 3.1 | 1.6 | 0.6 | 1249
|  |  | 2000-01-01 | 20:50 | 1.6 | 0.3 | 3 | 1.6 | 0.6 | 1250
|  |  | 2000-01-01 | 20:51 | 1.6 | 0.3 | 3 | 1.6 | 0.6 | 1251
|  |  | 2000-01-01 | 20:52 | 1.6 | 0.3 | 3 | 1.6 | 0.6 | 1252
|  |  | 2000-01-01 | 20:53 | 1.6 | 0.3 | 3 | 1.6 | 0.6 | 1253
|  |  | 2000-01-01 | 20:54 | 1.6 | 0.3 | 3 | 1.6 | 0.6 | 1254
|  |  | 2000-01-01 | 20:55 | 1.6 | 0.3 | 2.9 | 1.6 | 0.6 | 1255
|  |  | 2000-01-01 | 20:56 | 1.6 | 0.3 | 2.9 | 1.6 | 0.6 | 1256
|  |  | 2000-01-01 | 20:57 | 1.5 | 0.3 | 2.9 | 1.5 | 0.6 | 1257
|  |  | 2000-01-01 | 20:58 | 1.5 | 0.3 | 2.9 | 1.5 | 0.6 | 1258
|  |  | 2000-01-01 | 20:59 | 1.5 | 0.3 | 2.9 | 1.5 | 0.6 | 1259
|  |  | 2000-01-01 | 21:00 | 1.5 | 0.3 | 2.9 | 1.5 | 0.6 | 1260
|  |  | 2000-01-01 | 21:01 | 1.5 | 0.3 | 2.8 | 1.5 | 0.6 | 1261
|  |  | 2000-01-01 | 21:02 | 1.5 | 0.3 | 2.8 | 1.5 | 0.6 | 1262
|  |  | 2000-01-01 | 21:03 | 1.5 | 0.3 | 2.8 | 1.5 | 0.6 | 1263
|  |  | 2000-01-01 | 21:04 | 1.5 | 0.3 | 2.8 | 1.5 | 0.6 | 1264
|  |  | 2000-01-01 | 21:05 | 1.4 | 0.3 | 2.8 | 1.4 | 0.6 | 1265
|  |  | 2000-01-01 | 21:06 | 1.4 | 0.3 | 2.7 | 1.4 | 0.5 | 1266
|  |  | 2000-01-01 | 21:07 | 1.4 | 0.3 | 2.7 | 1.4 | 0.5 | 1267
|  |  | 2000-01-01 | 21:08 | 1.4 | 0.3 | 2.7 | 1.4 | 0.5 | 1268
|  |  | 2000-01-01 | 21:09 | 1.4 | 0.3 | 2.7 | 1.4 | 0.5 | 1269
|  |  | 2000-01-01 | 21:10 | 1.4 | 0.3 | 2.7 | 1.4 | 0.5 | 1270
|  |  | 2000-01-01 | 21:11 | 1.4 | 0.3 | 2.7 | 1.4 | 0.5 | 1271
|  |  | 2000-01-01 | 21:12 | 1.4 | 0.3 | 2.6 | 1.4 | 0.5 | 1272
|  |  | 2000-01-01 | 21:13 | 1.4 | 0.3 | 2.6 | 1.4 | 0.5 | 1273
|  |  | 2000-01-01 | 21:14 | 1.3 | 0.3 | 2.6 | 1.3 | 0.5 | 1274
|  |  | 2000-01-01 | 21:15 | 1.3 | 0.3 | 2.6 | 1.3 | 0.5 | 1275
|  |  | 2000-01-01 | 21:16 | 1.3 | 0.3 | 2.6 | 1.3 | 0.5 | 1276
|  |  | 2000-01-01 | 21:17 | 1.3 | 0.3 | 2.5 | 1.3 | 0.5 | 1277
|  |  | 2000-01-01 | 21:18 | 1.3 | 0.3 | 2.5 | 1.3 | 0.5 | 1278
|  |  | 2000-01-01 | 21:19 | 1.3 | 0.3 | 2.5 | 1.3 | 0.5 | 1279
|  |  | 2000-01-01 | 21:20 | 1.3 | 0.2 | 2.5 | 1.3 | 0.5 | 1280
|  |  | 2000-01-01 | 21:21 | 1.3 | 0.2 | 2.5 | 1.3 | 0.5 | 1281
|  |  | 2000-01-01 | 21:22 | 1.3 | 0.2 | 2.5 | 1.3 | 0.5 | 1282
|  |  | 2000-01-01 | 21:23 | 1.3 | 0.2 | 2.5 | 1.3 | 0.5 | 1283
|  |  | 2000-01-01 | 21:24 | 1.3 | 0.2 | 2.4 | 1.3 | 0.5 | 1284
|  |  | 2000-01-01 | 21:25 | 1.3 | 0.2 | 2.4 | 1.3 | 0.5 | 1285
|  |  | 2000-01-01 | 21:26 | 1.3 | 0.2 | 2.4 | 1.3 | 0.5 | 1286
|  |  | 2000-01-01 | 21:27 | 1.2 | 0.2 | 2.4 | 1.2 | 0.5 | 1287
|  |  | 2000-01-01 | 21:28 | 1.2 | 0.2 | 2.4 | 1.2 | 0.5 | 1288
|  |  | 2000-01-01 | 21:29 | 1.2 | 0.2 | 2.4 | 1.2 | 0.5 | 1289
|  |  | 2000-01-01 | 21:30 | 1.2 | 0.2 | 2.3 | 1.2 | 0.5 | 1290
|  |  | 2000-01-01 | 21:31 | 1.2 | 0.2 | 2.3 | 1.2 | 0.5 | 1291
|  |  | 2000-01-01 | 21:32 | 1.2 | 0.2 | 2.3 | 1.2 | 0.5 | 1292
|  |  | 2000-01-01 | 21:33 | 1.2 | 0.2 | 2.3 | 1.2 | 0.5 | 1293
|  |  | 2000-01-01 | 21:34 | 1.2 | 0.2 | 2.3 | 1.2 | 0.5 | 1294
|  |  | 2000-01-01 | 21:35 | 1.2 | 0.2 | 2.3 | 1.2 | 0.5 | 1295
|  |  | 2000-01-01 | 21:36 | 1.2 | 0.2 | 2.3 | 1.2 | 0.5 | 1296
|  |  | 2000-01-01 | 21:37 | 1.2 | 0.2 | 2.2 | 1.2 | 0.4 | 1297
|  |  | 2000-01-01 | 21:38 | 1.2 | 0.2 | 2.2 | 1.2 | 0.4 | 1298
|  |  | 2000-01-01 | 21:39 | 1.2 | 0.2 | 2.2 | 1.2 | 0.4 | 1299
|  |  | 2000-01-01 | 21:40 | 1.2 | 0.2 | 2.2 | 1.2 | 0.4 | 1300
|  |  | 2000-01-01 | 21:41 | 1.2 | 0.2 | 2.2 | 1.2 | 0.4 | 1301
|  |  | 2000-01-01 | 21:42 | 1.2 | 0.2 | 2.2 | 1.2 | 0.4 | 1302
|  |  | 2000-01-01 | 21:43 | 1.1 | 0.2 | 2.2 | 1.1 | 0.4 | 1303
|  |  | 2000-01-01 | 21:44 | 1.1 | 0.2 | 2.1 | 1.1 | 0.4 | 1304
|  |  | 2000-01-01 | 21:45 | 1.1 | 0.2 | 2.1 | 1.1 | 0.4 | 1305
|  |  | 2000-01-01 | 21:46 | 1.1 | 0.2 | 2.1 | 1.1 | 0.4 | 1306
|  |  | 2000-01-01 | 21:47 | 1.1 | 0.2 | 2.1 | 1.1 | 0.4 | 1307
|  |  | 2000-01-01 | 21:48 | 1.1 | 0.2 | 2.1 | 1.1 | 0.4 | 1308
|  |  | 2000-01-01 | 21:49 | 1 | 0.2 | 2.1 | 1 | 0.4 | 1309
|  |  | 2000-01-01 | 21:50 | 1 | 0.2 | 2.1 | 1 | 0.4 | 1310
|  |  | 2000-01-01 | 21:51 | 1 | 0.2 | 2 | 1 | 0.4 | 1311
|  |  | 2000-01-01 | 21:52 | 1 | 0.2 | 2 | 1 | 0.4 | 1312
|  |  | 2000-01-01 | 21:53 | 1 | 0.2 | 2 | 1 | 0.4 | 1313
|  |  | 2000-01-01 | 21:54 | 1 | 0.2 | 2 | 1 | 0.4 | 1314
|  |  | 2000-01-01 | 21:55 | 1 | 0.2 | 2 | 1 | 0.4 | 1315
|  |  | 2000-01-01 | 21:56 | 1 | 0.2 | 2 | 1 | 0.4 | 1316
|  |  | 2000-01-01 | 21:57 | 1 | 0.2 | 2 | 1 | 0.4 | 1317
|  |  | 2000-01-01 | 21:58 | 1 | 0.2 | 1.9 | 1 | 0.4 | 1318
|  |  | 2000-01-01 | 21:59 | 1 | 0.2 | 1.9 | 1 | 0.4 | 1319
|  |  | 2000-01-01 | 22:00 | 1 | 0.2 | 1.9 | 1 | 0.4 | 1320
|  |  | 2000-01-01 | 22:01 | 1 | 0.2 | 1.9 | 1 | 0.4 | 1321
|  |  | 2000-01-01 | 22:02 | 1 | 0.2 | 1.9 | 1 | 0.4 | 1322
|  |  | 2000-01-01 | 22:03 | 1 | 0.2 | 1.9 | 1 | 0.4 | 1323
|  |  | 2000-01-01 | 22:04 | 1 | 0.2 | 1.9 | 1 | 0.4 | 1324
|  |  | 2000-01-01 | 22:05 | 1 | 0.2 | 1.9 | 1 | 0.4 | 1325
|  |  | 2000-01-01 | 22:06 | 1 | 0.2 | 1.8 | 1 | 0.4 | 1326
|  |  | 2000-01-01 | 22:07 | 1 | 0.2 | 1.8 | 1 | 0.4 | 1327
|  |  | 2000-01-01 | 22:08 | 1 | 0.2 | 1.8 | 1 | 0.4 | 1328
|  |  | 2000-01-01 | 22:09 | 1 | 0.2 | 1.8 | 1 | 0.4 | 1329
|  |  | 2000-01-01 | 22:10 | 1 | 0.2 | 1.8 | 1 | 0.4 | 1330
|  |  | 2000-01-01 | 22:11 | 1 | 0.2 | 1.8 | 1 | 0.4 | 1331
|  |  | 2000-01-01 | 22:12 | 1 | 0.2 | 1.8 | 1 | 0.4 | 1332
|  |  | 2000-01-01 | 22:13 | 0.9 | 0.2 | 1.8 | 0.9 | 0.4 | 1333
|  |  | 2000-01-01 | 22:14 | 0.9 | 0.2 | 1.8 | 0.9 | 0.4 | 1334
|  |  | 2000-01-01 | 22:15 | 0.9 | 0.2 | 1.7 | 0.9 | 0.3 | 1335
|  |  | 2000-01-01 | 22:16 | 0.9 | 0.2 | 1.7 | 0.9 | 0.3 | 1336
|  |  | 2000-01-01 | 22:17 | 0.9 | 0.2 | 1.7 | 0.9 | 0.3 | 1337
|  |  | 2000-01-01 | 22:18 | 0.9 | 0.2 | 1.7 | 0.9 | 0.3 | 1338
|  |  | 2000-01-01 | 22:19 | 0.9 | 0.2 | 1.7 | 0.9 | 0.3 | 1339
|  |  | 2000-01-01 | 22:20 | 0.9 | 0.2 | 1.7 | 0.9 | 0.3 | 1340
|  |  | 2000-01-01 | 22:21 | 0.9 | 0.2 | 1.7 | 0.9 | 0.3 | 1341
|  |  | 2000-01-01 | 22:22 | 0.9 | 0.2 | 1.7 | 0.9 | 0.3 | 1342
|  |  | 2000-01-01 | 22:23 | 0.9 | 0.2 | 1.7 | 0.9 | 0.3 | 1343
|  |  | 2000-01-01 | 22:24 | 0.9 | 0.2 | 1.6 | 0.9 | 0.3 | 1344
|  |  | 2000-01-01 | 22:25 | 0.8 | 0.2 | 1.6 | 0.8 | 0.3 | 1345
|  |  | 2000-01-01 | 22:26 | 0.8 | 0.2 | 1.6 | 0.8 | 0.3 | 1346
|  |  | 2000-01-01 | 22:27 | 0.8 | 0.2 | 1.6 | 0.8 | 0.3 | 1347
|  |  | 2000-01-01 | 22:28 | 0.8 | 0.2 | 1.6 | 0.8 | 0.3 | 1348
|  |  | 2000-01-01 | 22:29 | 0.8 | 0.2 | 1.6 | 0.8 | 0.3 | 1349
|  |  | 2000-01-01 | 22:30 | 0.8 | 0.2 | 1.6 | 0.8 | 0.3 | 1350
|  |  | 2000-01-01 | 22:31 | 0.8 | 0.2 | 1.6 | 0.8 | 0.3 | 1351
|  |  | 2000-01-01 | 22:32 | 0.8 | 0.2 | 1.6 | 0.8 | 0.3 | 1352
|  |  | 2000-01-01 | 22:33 | 0.8 | 0.2 | 1.5 | 0.8 | 0.3 | 1353
|  |  | 2000-01-01 | 22:34 | 0.8 | 0.2 | 1.5 | 0.8 | 0.3 | 1354
|  |  | 2000-01-01 | 22:35 | 0.8 | 0.2 | 1.5 | 0.8 | 0.3 | 1355
|  |  | 2000-01-01 | 22:36 | 0.8 | 0.2 | 1.5 | 0.8 | 0.3 | 1356
|  |  | 2000-01-01 | 22:37 | 0.8 | 0.2 | 1.5 | 0.8 | 0.3 | 1357
|  |  | 2000-01-01 | 22:38 | 0.8 | 0.1 | 1.5 | 0.8 | 0.3 | 1358
|  |  | 2000-01-01 | 22:39 | 0.8 | 0.1 | 1.5 | 0.8 | 0.3 | 1359
|  |  | 2000-01-01 | 22:40 | 0.8 | 0.1 | 1.5 | 0.8 | 0.3 | 1360
|  |  | 2000-01-01 | 22:41 | 0.8 | 0.1 | 1.5 | 0.8 | 0.3 | 1361
|  |  | 2000-01-01 | 22:42 | 0.7 | 0.1 | 1.5 | 0.7 | 0.3 | 1362
|  |  | 2000-01-01 | 22:43 | 0.7 | 0.1 | 1.4 | 0.7 | 0.3 | 1363
|  |  | 2000-01-01 | 22:44 | 0.7 | 0.1 | 1.4 | 0.7 | 0.3 | 1364
|  |  | 2000-01-01 | 22:45 | 0.7 | 0.1 | 1.4 | 0.7 | 0.3 | 1365
|  |  | 2000-01-01 | 22:46 | 0.7 | 0.1 | 1.4 | 0.7 | 0.3 | 1366
|  |  | 2000-01-01 | 22:47 | 0.7 | 0.1 | 1.4 | 0.7 | 0.3 | 1367
|  |  | 2000-01-01 | 22:48 | 0.7 | 0.1 | 1.4 | 0.7 | 0.3 | 1368
|  |  | 2000-01-01 | 22:49 | 0.7 | 0.1 | 1.4 | 0.7 | 0.3 | 1369
|  |  | 2000-01-01 | 22:50 | 0.7 | 0.1 | 1.4 | 0.7 | 0.3 | 1370
|  |  | 2000-01-01 | 22:51 | 0.7 | 0.1 | 1.4 | 0.7 | 0.3 | 1371
|  |  | 2000-01-01 | 22:52 | 0.7 | 0.1 | 1.4 | 0.7 | 0.3 | 1372
|  |  | 2000-01-01 | 22:53 | 0.7 | 0.1 | 1.4 | 0.7 | 0.3 | 1373
|  |  | 2000-01-01 | 22:54 | 0.7 | 0.1 | 1.3 | 0.7 | 0.3 | 1374
|  |  | 2000-01-01 | 22:55 | 0.7 | 0.1 | 1.3 | 0.7 | 0.3 | 1375
|  |  | 2000-01-01 | 22:56 | 0.7 | 0.1 | 1.3 | 0.7 | 0.3 | 1376
|  |  | 2000-01-01 | 22:57 | 0.7 | 0.1 | 1.3 | 0.7 | 0.3 | 1377
|  |  | 2000-01-01 | 22:58 | 0.7 | 0.1 | 1.3 | 0.7 | 0.3 | 1378
|  |  | 2000-01-01 | 22:59 | 0.7 | 0.1 | 1.3 | 0.7 | 0.3 | 1379
|  |  | 2000-01-01 | 23:00 | 0.7 | 0.1 | 1.3 | 0.7 | 0.3 | 1380
|  |  | 2000-01-01 | 23:01 | 0.7 | 0.1 | 1.3 | 0.7 | 0.3 | 1381
|  |  | 2000-01-01 | 23:02 | 0.7 | 0.1 | 1.3 | 0.7 | 0.3 | 1382
|  |  | 2000-01-01 | 23:03 | 0.7 | 0.1 | 1.3 | 0.7 | 0.3 | 1383
|  |  | 2000-01-01 | 23:04 | 0.7 | 0.1 | 1.3 | 0.7 | 0.3 | 1384
|  |  | 2000-01-01 | 23:05 | 0.7 | 0.1 | 1.3 | 0.7 | 0.3 | 1385
|  |  | 2000-01-01 | 23:06 | 0.7 | 0.1 | 1.2 | 0.7 | 0.2 | 1386
|  |  | 2000-01-01 | 23:07 | 0.7 | 0.1 | 1.2 | 0.7 | 0.2 | 1387
|  |  | 2000-01-01 | 23:08 | 0.7 | 0.1 | 1.2 | 0.7 | 0.2 | 1388
|  |  | 2000-01-01 | 23:09 | 0.7 | 0.1 | 1.2 | 0.7 | 0.2 | 1389
|  |  | 2000-01-01 | 23:10 | 0.7 | 0.1 | 1.2 | 0.7 | 0.2 | 1390
|  |  | 2000-01-01 | 23:11 | 0.7 | 0.1 | 1.2 | 0.7 | 0.2 | 1391
|  |  | 2000-01-01 | 23:12 | 0.7 | 0.1 | 1.2 | 0.7 | 0.2 | 1392
|  |  | 2000-01-01 | 23:13 | 0.7 | 0.1 | 1.2 | 0.7 | 0.2 | 1393
|  |  | 2000-01-01 | 23:14 | 0.7 | 0.1 | 1.2 | 0.7 | 0.2 | 1394
|  |  | 2000-01-01 | 23:15 | 0.7 | 0.1 | 1.2 | 0.7 | 0.2 | 1395
|  |  | 2000-01-01 | 23:16 | 0.7 | 0.1 | 1.2 | 0.7 | 0.2 | 1396
|  |  | 2000-01-01 | 23:17 | 0.7 | 0.1 | 1.2 | 0.7 | 0.2 | 1397
|  |  | 2000-01-01 | 23:18 | 0.7 | 0.1 | 1.2 | 0.7 | 0.2 | 1398
|  |  | 2000-01-01 | 23:19 | 0.7 | 0.1 | 1.2 | 0.7 | 0.2 | 1399
|  |  | 2000-01-01 | 23:20 | 0.7 | 0.1 | 1.1 | 0.7 | 0.2 | 1400
|  |  | 2000-01-01 | 23:21 | 0.6 | 0.1 | 1.1 | 0.6 | 0.2 | 1401
|  |  | 2000-01-01 | 23:22 | 0.6 | 0.1 | 1.1 | 0.6 | 0.2 | 1402
|  |  | 2000-01-01 | 23:23 | 0.6 | 0.1 | 1.1 | 0.6 | 0.2 | 1403
|  |  | 2000-01-01 | 23:24 | 0.6 | 0.1 | 1.1 | 0.6 | 0.2 | 1404
|  |  | 2000-01-01 | 23:25 | 0.6 | 0.1 | 1.1 | 0.6 | 0.2 | 1405
|  |  | 2000-01-01 | 23:26 | 0.6 | 0.1 | 1.1 | 0.6 | 0.2 | 1406
|  |  | 2000-01-01 | 23:27 | 0.6 | 0.1 | 1.1 | 0.6 | 0.2 | 1407
|  |  | 2000-01-01 | 23:28 | 0.6 | 0.1 | 1.1 | 0.6 | 0.2 | 1408
|  |  | 2000-01-01 | 23:29 | 0.6 | 0.1 | 1.1 | 0.6 | 0.2 | 1409
|  |  | 2000-01-01 | 23:30 | 0.5 | 0.1 | 1.1 | 0.5 | 0.2 | 1410
|  |  | 2000-01-01 | 23:31 | 0.5 | 0.1 | 1.1 | 0.5 | 0.2 | 1411
|  |  | 2000-01-01 | 23:32 | 0.5 | 0.1 | 1.1 | 0.5 | 0.2 | 1412
|  |  | 2000-01-01 | 23:33 | 0.5 | 0.1 | 1.1 | 0.5 | 0.2 | 1413
|  |  | 2000-01-01 | 23:34 | 0.5 | 0.1 | 1 | 0.5 | 0.2 | 1414
|  |  | 2000-01-01 | 23:35 | 0.5 | 0.1 | 1 | 0.5 | 0.2 | 1415
|  |  | 2000-01-01 | 23:36 | 0.5 | 0.1 | 1 | 0.5 | 0.2 | 1416
|  |  | 2000-01-01 | 23:37 | 0.5 | 0.1 | 1 | 0.5 | 0.2 | 1417
|  |  | 2000-01-01 | 23:38 | 0.5 | 0.1 | 1 | 0.5 | 0.2 | 1418
|  |  | 2000-01-01 | 23:39 | 0.5 | 0.1 | 1 | 0.5 | 0.2 | 1419
|  |  | 2000-01-01 | 23:40 | 0.5 | 0.1 | 1 | 0.5 | 0.2 | 1420
|  |  | 2000-01-01 | 23:41 | 0.5 | 0.1 | 1 | 0.5 | 0.2 | 1421
|  |  | 2000-01-01 | 23:42 | 0.5 | 0.1 | 1 | 0.5 | 0.2 | 1422
|  |  | 2000-01-01 | 23:43 | 0.5 | 0.1 | 1 | 0.5 | 0.2 | 1423
|  |  | 2000-01-01 | 23:44 | 0.5 | 0.1 | 1 | 0.5 | 0.2 | 1424
|  |  | 2000-01-01 | 23:45 | 0.5 | 0.1 | 1 | 0.5 | 0.2 | 1425
|  |  | 2000-01-01 | 23:46 | 0.5 | 0.1 | 1 | 0.5 | 0.2 | 1426
|  |  | 2000-01-01 | 23:47 | 0.5 | 0.1 | 1 | 0.5 | 0.2 | 1427
|  |  | 2000-01-01 | 23:48 | 0.5 | 0.1 | 1 | 0.5 | 0.2 | 1428
|  |  | 2000-01-01 | 23:49 | 0.5 | 0.1 | 0.9 | 0.5 | 0.2 | 1429
|  |  | 2000-01-01 | 23:50 | 0.5 | 0.1 | 0.9 | 0.5 | 0.2 | 1430
|  |  | 2000-01-01 | 23:51 | 0.5 | 0.1 | 0.9 | 0.5 | 0.2 | 1431
|  |  | 2000-01-01 | 23:52 | 0.5 | 0.1 | 0.9 | 0.5 | 0.2 | 1432
|  |  | 2000-01-01 | 23:53 | 0.5 | 0.1 | 0.9 | 0.5 | 0.2 | 1433
|  |  | 2000-01-01 | 23:54 | 0.5 | 0.1 | 0.9 | 0.5 | 0.2 | 1434
|  |  | 2000-01-01 | 23:55 | 0.5 | 0.1 | 0.9 | 0.5 | 0.2 | 1435
|  |  | 2000-01-01 | 23:56 | 0.5 | 0.1 | 0.9 | 0.5 | 0.2 | 1436
|  |  | 2000-01-01 | 23:57 | 0.5 | 0.1 | 0.9 | 0.5 | 0.2 | 1437
|  |  | 2000-01-01 | 23:58 | 0.5 | 0.1 | 0.9 | 0.5 | 0.2 | 1438
|  |  | 2000-01-01 | 23:59 | 0.5 | 0.1 | 0.9 | 0.5 | 0.2 | 1439
|  |  | 2000-01-02 | 0:00 | 0.5 | 0.1 | 0.9 | 0.5 | 0.2 | 1440
|  |  | 2000-01-02 | 0:01 | 0.5 | 0.1 | 0.9 | 0.5 | 0.2 | 1441
|  |  | 2000-01-02 | 0:02 | 0.4 | 0.1 | 0.9 | 0.4 | 0.2 | 1442
|  |  | 2000-01-02 | 0:03 | 0.4 | 0.1 | 0.9 | 0.4 | 0.2 | 1443
|  |  | 2000-01-02 | 0:04 | 0.4 | 0.1 | 0.9 | 0.4 | 0.2 | 1444
|  |  | 2000-01-02 | 0:05 | 0.4 | 0.1 | 0.9 | 0.4 | 0.2 | 1445
|  |  | 2000-01-02 | 0:06 | 0.4 | 0.1 | 0.8 | 0.4 | 0.2 | 1446
|  |  | 2000-01-02 | 0:07 | 0.3 | 0.1 | 0.8 | 0.3 | 0.2 | 1447
|  |  | 2000-01-02 | 0:08 | 0.3 | 0.1 | 0.8 | 0.3 | 0.2 | 1448
|  |  | 2000-01-02 | 0:09 | 0.3 | 0.1 | 0.8 | 0.3 | 0.2 | 1449
|  |  | 2000-01-02 | 0:10 | 0.3 | 0.1 | 0.8 | 0.3 | 0.2 | 1450
|  |  | 2000-01-02 | 0:11 | 0.3 | 0.1 | 0.8 | 0.3 | 0.2 | 1451
|  |  | 2000-01-02 | 0:12 | 0.3 | 0.1 | 0.8 | 0.3 | 0.2 | 1452
|  |  | 2000-01-02 | 0:13 | 0.3 | 0.1 | 0.8 | 0.3 | 0.2 | 1453
|  |  | 2000-01-02 | 0:14 | 0.3 | 0.1 | 0.8 | 0.3 | 0.2 | 1454
|  |  | 2000-01-02 | 0:15 | 0.3 | 0.1 | 0.8 | 0.3 | 0.2 | 1455
|  |  | 2000-01-02 | 0:16 | 0.3 | 0.1 | 0.8 | 0.3 | 0.2 | 1456
|  |  | 2000-01-02 | 0:17 | 0.3 | 0.1 | 0.8 | 0.3 | 0.2 | 1457
|  |  | 2000-01-02 | 0:18 | 0.3 | 0.1 | 0.8 | 0.3 | 0.2 | 1458
|  |  | 2000-01-02 | 0:19 | 0.3 | 0.1 | 0.8 | 0.3 | 0.2 | 1459
|  |  | 2000-01-02 | 0:20 | 0.3 | 0.1 | 0.7 | 0.3 | 0.1 | 1460
|  |  | 2000-01-02 | 0:21 | 0.3 | 0.1 | 0.7 | 0.3 | 0.1 | 1461
|  |  | 2000-01-02 | 0:22 | 0.2 | 0.1 | 0.7 | 0.2 | 0.1 | 1462
|  |  | 2000-01-02 | 0:23 | 0.2 | 0.1 | 0.7 | 0.2 | 0.1 | 1463
|  |  | 2000-01-02 | 0:24 | 0.2 | 0.1 | 0.7 | 0.2 | 0.1 | 1464
|  |  | 2000-01-02 | 0:25 | 0.2 | 0.1 | 0.7 | 0.2 | 0.1 | 1465
|  |  | 2000-01-02 | 0:26 | 0.2 | 0.1 | 0.7 | 0.2 | 0.1 | 1466
|  |  | 2000-01-02 | 0:27 | 0.2 | 0.1 | 0.7 | 0.2 | 0.1 | 1467
|  |  | 2000-01-02 | 0:28 | 0.2 | 0.1 | 0.7 | 0.2 | 0.1 | 1468
|  |  | 2000-01-02 | 0:29 | 0.2 | 0.1 | 0.7 | 0.2 | 0.1 | 1469
|  |  | 2000-01-02 | 0:30 | 0.2 | 0.1 | 0.7 | 0.2 | 0.1 | 1470
|  |  | 2000-01-02 | 0:31 | 0.2 | 0.1 | 0.7 | 0.2 | 0.1 | 1471
|  |  | 2000-01-02 | 0:32 | 0.2 | 0.1 | 0.7 | 0.2 | 0.1 | 1472
|  |  | 2000-01-02 | 0:33 | 0.2 | 0.1 | 0.7 | 0.2 | 0.1 | 1473
|  |  | 2000-01-02 | 0:34 | 0.2 | 0.1 | 0.7 | 0.2 | 0.1 | 1474
|  |  | 2000-01-02 | 0:35 | 0.2 | 0.1 | 0.7 | 0.2 | 0.1 | 1475
|  |  | 2000-01-02 | 0:36 | 0.2 | 0.1 | 0.7 | 0.2 | 0.1 | 1476
|  |  | 2000-01-02 | 0:37 | 0.2 | 0.1 | 0.6 | 0.2 | 0.1 | 1477
|  |  | 2000-01-02 | 0:38 | 0.2 | 0.1 | 0.6 | 0.2 | 0.1 | 1478
|  |  | 2000-01-02 | 0:39 | 0.2 | 0.1 | 0.6 | 0.2 | 0.1 | 1479
|  |  | 2000-01-02 | 0:40 | 0.2 | 0.1 | 0.6 | 0.2 | 0.1 | 1480
|  |  | 2000-01-02 | 0:41 | 0.2 | 0.1 | 0.6 | 0.2 | 0.1 | 1481
|  |  | 2000-01-02 | 0:42 | 0.2 | 0.1 | 0.6 | 0.2 | 0.1 | 1482
|  |  | 2000-01-02 | 0:43 | 0.2 | 0.1 | 0.6 | 0.2 | 0.1 | 1483
|  |  | 2000-01-02 | 0:44 | 0.2 | 0.1 | 0.6 | 0.2 | 0.1 | 1484
|  |  | 2000-01-02 | 0:45 | 0.2 | 0.1 | 0.6 | 0.2 | 0.1 | 1485
|  |  | 2000-01-02 | 0:46 | 0.2 | 0.1 | 0.6 | 0.2 | 0.1 | 1486
|  |  | 2000-01-02 | 0:47 | 0.2 | 0.1 | 0.6 | 0.2 | 0.1 | 1487
|  |  | 2000-01-02 | 0:48 | 0.2 | 0.1 | 0.6 | 0.2 | 0.1 | 1488
|  |  | 2000-01-02 | 0:49 | 0.2 | 0.1 | 0.6 | 0.2 | 0.1 | 1489
|  |  | 2000-01-02 | 0:50 | 0.2 | 0.1 | 0.6 | 0.2 | 0.1 | 1490
|  |  | 2000-01-02 | 0:51 | 0.2 | 0.1 | 0.6 | 0.2 | 0.1 | 1491
|  |  | 2000-01-02 | 0:52 | 0.2 | 0.1 | 0.6 | 0.2 | 0.1 | 1492
|  |  | 2000-01-02 | 0:53 | 0.2 | 0.1 | 0.6 | 0.2 | 0.1 | 1493
|  |  | 2000-01-02 | 0:54 | 0.2 | 0.1 | 0.6 | 0.2 | 0.1 | 1494
|  |  | 2000-01-02 | 0:55 | 0.2 | 0.1 | 0.6 | 0.2 | 0.1 | 1495
|  |  | 2000-01-02 | 0:56 | 0.2 | 0.1 | 0.5 | 0.2 | 0.1 | 1496
|  |  | 2000-01-02 | 0:57 | 0.2 | 0.1 | 0.5 | 0.2 | 0.1 | 1497
|  |  | 2000-01-02 | 0:58 | 0.2 | 0.1 | 0.5 | 0.2 | 0.1 | 1498
|  |  | 2000-01-02 | 0:59 | 0.2 | 0.1 | 0.5 | 0.2 | 0.1 | 1499
|  |  | 2000-01-02 | 1:00 | 0.2 | 0.1 | 0.5 | 0.2 | 0.1 | 1500
|  |  | 2000-01-02 | 1:01 | 0 | 0.1 | 0.5 | 0 | 0.1 | 1501
|  |  | 2000-01-02 | 1:02 | 0 | 0.1 | 0.5 | 0 | 0.1 | 1502
|  |  | 2000-01-02 | 1:03 | 0 | 0.1 | 0.5 | 0 | 0.1 | 1503
|  |  | 2000-01-02 | 1:04 | 0 | 0.1 | 0.5 | 0 | 0.1 | 1504
|  |  | 2000-01-02 | 1:05 | 0 | 0 | 0.5 | 0 | 0.1 | 1505
|  |  | 2000-01-02 | 1:06 | 0 | 0 | 0.5 | 0 | 0.1 | 1506
|  |  | 2000-01-02 | 1:07 | 0 | 0 | 0.5 | 0 | 0.1 | 1507
|  |  | 2000-01-02 | 1:08 | 0 | 0 | 0.5 | 0 | 0.1 | 1508
|  |  | 2000-01-02 | 1:09 | 0 | 0 | 0.5 | 0 | 0.1 | 1509
|  |  | 2000-01-02 | 1:10 | 0 | 0 | 0.5 | 0 | 0.1 | 1510
|  |  | 2000-01-02 | 1:11 | 0 | 0 | 0.5 | 0 | 0.1 | 1511
|  |  | 2000-01-02 | 1:12 | 0 | 0 | 0.5 | 0 | 0.1 | 1512
|  |  | 2000-01-02 | 1:13 | 0 | 0 | 0.4 | 0 | 0.1 | 1513
|  |  | 2000-01-02 | 1:14 | 0 | 0 | 0.4 | 0 | 0.1 | 1514
|  |  | 2000-01-02 | 1:15 | 0 | 0 | 0.4 | 0 | 0.1 | 1515
|  |  | 2000-01-02 | 1:16 | 0 | 0 | 0.4 | 0 | 0.1 | 1516
|  |  | 2000-01-02 | 1:17 | 0 | 0 | 0.4 | 0 | 0.1 | 1517
|  |  | 2000-01-02 | 1:18 | 0 | 0 | 0.4 | 0 | 0.1 | 1518
|  |  | 2000-01-02 | 1:19 | 0 | 0 | 0.4 | 0 | 0.1 | 1519
|  |  | 2000-01-02 | 1:20 | 0 | 0 | 0.4 | 0 | 0.1 | 1520
|  |  | 2000-01-02 | 1:21 | 0 | 0 | 0.4 | 0 | 0.1 | 1521
|  |  | 2000-01-02 | 1:22 | 0 | 0 | 0.4 | 0 | 0.1 | 1522
|  |  | 2000-01-02 | 1:23 | 0 | 0 | 0.4 | 0 | 0.1 | 1523
|  |  | 2000-01-02 | 1:24 | 0 | 0 | 0.4 | 0 | 0.1 | 1524
|  |  | 2000-01-02 | 1:25 | 0 | 0 | 0.4 | 0 | 0.1 | 1525
|  |  | 2000-01-02 | 1:26 | 0 | 0 | 0.4 | 0 | 0.1 | 1526
|  |  | 2000-01-02 | 1:27 | 0 | 0 | 0.4 | 0 | 0.1 | 1527
|  |  | 2000-01-02 | 1:28 | 0 | 0 | 0.4 | 0 | 0.1 | 1528
|  |  | 2000-01-02 | 1:29 | 0 | 0 | 0.4 | 0 | 0.1 | 1529
|  |  | 2000-01-02 | 1:30 | 0 | 0 | 0.4 | 0 | 0.1 | 1530
|  |  | 2000-01-02 | 1:31 | 0 | 0 | 0.3 | 0 | 0.1 | 1531
|  |  | 2000-01-02 | 1:32 | 0 | 0 | 0.3 | 0 | 0.1 | 1532
|  |  | 2000-01-02 | 1:33 | 0 | 0 | 0.3 | 0 | 0.1 | 1533
|  |  | 2000-01-02 | 1:34 | 0 | 0 | 0.3 | 0 | 0.1 | 1534
|  |  | 2000-01-02 | 1:35 | 0 | 0 | 0.3 | 0 | 0.1 | 1535
|  |  | 2000-01-02 | 1:36 | 0 | 0 | 0.3 | 0 | 0.1 | 1536
|  |  | 2000-01-02 | 1:37 | 0 | 0 | 0.3 | 0 | 0.1 | 1537
|  |  | 2000-01-02 | 1:38 | 0 | 0 | 0.3 | 0 | 0.1 | 1538
|  |  | 2000-01-02 | 1:39 | 0 | 0 | 0.3 | 0 | 0.1 | 1539
|  |  | 2000-01-02 | 1:40 | 0 | 0 | 0.3 | 0 | 0.1 | 1540
|  |  | 2000-01-02 | 1:41 | 0 | 0 | 0.3 | 0 | 0.1 | 1541
|  |  | 2000-01-02 | 1:42 | 0 | 0 | 0.3 | 0 | 0.1 | 1542
|  |  | 2000-01-02 | 1:43 | 0 | 0 | 0.3 | 0 | 0.1 | 1543
|  |  | 2000-01-02 | 1:44 | 0 | 0 | 0.3 | 0 | 0.1 | 1544
|  |  | 2000-01-02 | 1:45 | 0 | 0 | 0.3 | 0 | 0.1 | 1545
|  |  | 2000-01-02 | 1:46 | 0 | 0 | 0.3 | 0 | 0.1 | 1546
|  |  | 2000-01-02 | 1:47 | 0 | 0 | 0.3 | 0 | 0.1 | 1547
|  |  | 2000-01-02 | 1:48 | 0 | 0 | 0.3 | 0 | 0.1 | 1548
|  |  | 2000-01-02 | 1:49 | 0 | 0 | 0.3 | 0 | 0.1 | 1549
|  |  | 2000-01-02 | 1:50 | 0 | 0 | 0.3 | 0 | 0.1 | 1550
|  |  | 2000-01-02 | 1:51 | 0 | 0 | 0.3 | 0 | 0.1 | 1551
|  |  | 2000-01-02 | 1:52 | 0 | 0 | 0.3 | 0 | 0.1 | 1552
|  |  | 2000-01-02 | 1:53 | 0 | 0 | 0.3 | 0 | 0.1 | 1553
|  |  | 2000-01-02 | 1:54 | 0 | 0 | 0.3 | 0 | 0.1 | 1554
|  |  | 2000-01-02 | 1:55 | 0 | 0 | 0.2 | 0 | 0 | 1555
|  |  | 2000-01-02 | 1:56 | 0 | 0 | 0.2 | 0 | 0 | 1556
|  |  | 2000-01-02 | 1:57 | 0 | 0 | 0.2 | 0 | 0 | 1557
|  |  | 2000-01-02 | 1:58 | 0 | 0 | 0.2 | 0 | 0 | 1558
|  |  | 2000-01-02 | 1:59 | 0 | 0 | 0.2 | 0 | 0 | 1559
|  |  | 2000-01-02 | 2:00 | 0 | 0 | 0.2 | 0 | 0 | 1560
|  |  | 2000-01-02 | 2:01 | 0 | 0 | 0.2 | 0 | 0 | 1561
|  |  | 2000-01-02 | 2:02 | 0 | 0 | 0.2 | 0 | 0 | 1562
|  |  | 2000-01-02 | 2:03 | 0 | 0 | 0.2 | 0 | 0 | 1563
|  |  | 2000-01-02 | 2:04 | 0 | 0 | 0.2 | 0 | 0 | 1564
|  |  | 2000-01-02 | 2:05 | 0 | 0 | 0.2 | 0 | 0 | 1565
|  |  | 2000-01-02 | 2:06 | 0 | 0 | 0.2 | 0 | 0 | 1566
|  |  | 2000-01-02 | 2:07 | 0 | 0 | 0.2 | 0 | 0 | 1567
|  |  | 2000-01-02 | 2:08 | 0 | 0 | 0.2 | 0 | 0 | 1568
|  |  | 2000-01-02 | 2:09 | 0 | 0 | 0.2 | 0 | 0 | 1569
|  |  | 2000-01-02 | 2:10 | 0 | 0 | 0.2 | 0 | 0 | 1570
|  |  | 2000-01-02 | 2:11 | 0 | 0 | 0.2 | 0 | 0 | 1571
|  |  | 2000-01-02 | 2:12 | 0 | 0 | 0.2 | 0 | 0 | 1572
|  |  | 2000-01-02 | 2:13 | 0 | 0 | 0.2 | 0 | 0 | 1573
|  |  | 2000-01-02 | 2:14 | 0 | 0 | 0.2 | 0 | 0 | 1574
|  |  | 2000-01-02 | 2:15 | 0 | 0 | 0.2 | 0 | 0 | 1575
|  |  | 2000-01-02 | 2:16 | 0 | 0 | 0.2 | 0 | 0 | 1576
|  |  | 2000-01-02 | 2:17 | 0 | 0 | 0.2 | 0 | 0 | 1577
|  |  | 2000-01-02 | 2:18 | 0 | 0 | 0.2 | 0 | 0 | 1578
|  |  | 2000-01-02 | 2:19 | 0 | 0 | 0.2 | 0 | 0 | 1579
|  |  | 2000-01-02 | 2:20 | 0 | 0 | 0.2 | 0 | 0 | 1580
|  |  | 2000-01-02 | 2:21 | 0 | 0 | 0.2 | 0 | 0 | 1581
|  |  | 2000-01-02 | 2:22 | 0 | 0 | 0.2 | 0 | 0 | 1582
|  |  | 2000-01-02 | 2:23 | 0 | 0 | 0.2 | 0 | 0 | 1583
|  |  | 2000-01-02 | 2:24 | 0 | 0 | 0.2 | 0 | 0 | 1584
|  |  | 2000-01-02 | 2:25 | 0 | 0 | 0.2 | 0 | 0 | 1585
|  |  | 2000-01-02 | 2:26 | 0 | 0 | 0.2 | 0 | 0 | 1586
|  |  | 2000-01-02 | 2:27 | 0 | 0 | 0.2 | 0 | 0 | 1587
|  |  | 2000-01-02 | 2:28 | 0 | 0 | 0.2 | 0 | 0 | 1588
|  |  | 2000-01-02 | 2:29 | 0 | 0 | 0.2 | 0 | 0 | 1589
|  |  | 2000-01-02 | 2:30 | 0 | 0 | 0.2 | 0 | 0 | 1590
|  |  | 2000-01-02 | 2:31 | 0 | 0 | 0.2 | 0 | 0 | 1591
|  |  | 2000-01-02 | 2:32 | 0 | 0 | 0.1 | 0 | 0 | 1592
|  |  | 2000-01-02 | 2:33 | 0 | 0 | 0.1 | 0 | 0 | 1593
|  |  | 2000-01-02 | 2:34 | 0 | 0 | 0.1 | 0 | 0 | 1594
|  |  | 2000-01-02 | 2:35 | 0 | 0 | 0.1 | 0 | 0 | 1595
|  |  | 2000-01-02 | 2:36 | 0 | 0 | 0.1 | 0 | 0 | 1596
|  |  | 2000-01-02 | 2:37 | 0 | 0 | 0.1 | 0 | 0 | 1597
|  |  | 2000-01-02 | 2:38 | 0 | 0 | 0.1 | 0 | 0 | 1598
|  |  | 2000-01-02 | 2:39 | 0 | 0 | 0.1 | 0 | 0 | 1599
|  |  | 2000-01-02 | 2:40 | 0 | 0 | 0.1 | 0 | 0 | 1600
|  |  | 2000-01-02 | 2:41 | 0 | 0 | 0.1 | 0 | 0 | 1601
|  |  | 2000-01-02 | 2:42 | 0 | 0 | 0.1 | 0 | 0 | 1602
|  |  | 2000-01-02 | 2:43 | 0 | 0 | 0.1 | 0 | 0 | 1603
|  |  | 2000-01-02 | 2:44 | 0 | 0 | 0.1 | 0 | 0 | 1604
|  |  | 2000-01-02 | 2:45 | 0 | 0 | 0.1 | 0 | 0 | 1605
|  |  | 2000-01-02 | 2:46 | 0 | 0 | 0.1 | 0 | 0 | 1606
|  |  | 2000-01-02 | 2:47 | 0 | 0 | 0.1 | 0 | 0 | 1607
|  |  | 2000-01-02 | 2:48 | 0 | 0 | 0.1 | 0 | 0 | 1608
|  |  | 2000-01-02 | 2:49 | 0 | 0 | 0.1 | 0 | 0 | 1609
|  |  | 2000-01-02 | 2:50 | 0 | 0 | 0.1 | 0 | 0 | 1610
|  |  | 2000-01-02 | 2:51 | 0 | 0 | 0.1 | 0 | 0 | 1611
|  |  | 2000-01-02 | 2:52 | 0 | 0 | 0.1 | 0 | 0 | 1612
|  |  | 2000-01-02 | 2:53 | 0 | 0 | 0.1 | 0 | 0 | 1613
|  |  | 2000-01-02 | 2:54 | 0 | 0 | 0.1 | 0 | 0 | 1614
|  |  | 2000-01-02 | 2:55 | 0 | 0 | 0.1 | 0 | 0 | 1615
|  |  | 2000-01-02 | 2:56 | 0 | 0 | 0.1 | 0 | 0 | 1616
|  |  | 2000-01-02 | 2:57 | 0 | 0 | 0.1 | 0 | 0 | 1617
|  |  | 2000-01-02 | 2:58 | 0 | 0 | 0.1 | 0 | 0 | 1618
|  |  | 2000-01-02 | 2:59 | 0 | 0 | 0.1 | 0 | 0 | 1619
|  |  | 2000-01-02 | 3:00 | 0 | 0 | 0.1 | 0 | 0 | 1620
|  |  | 2000-01-02 | 3:01 | 0 | 0 | 0.1 | 0 | 0 | 1621
|  |  | 2000-01-02 | 3:02 | 0 | 0 | 0.1 | 0 | 0 | 1622
|  |  | 2000-01-02 | 3:03 | 0 | 0 | 0.1 | 0 | 0 | 1623
|  |  | 2000-01-02 | 3:04 | 0 | 0 | 0.1 | 0 | 0 | 1624
|  |  | 2000-01-02 | 3:05 | 0 | 0 | 0.1 | 0 | 0 | 1625
|  |  | 2000-01-02 | 3:06 | 0 | 0 | 0.1 | 0 | 0 | 1626
|  |  | 2000-01-02 | 3:07 | 0 | 0 | 0.1 | 0 | 0 | 1627
|  |  | 2000-01-02 | 3:08 | 0 | 0 | 0.1 | 0 | 0 | 1628
|  |  | 2000-01-02 | 3:09 | 0 | 0 | 0.1 | 0 | 0 | 1629
|  |  | 2000-01-02 | 3:10 | 0 | 0 | 0.1 | 0 | 0 | 1630
|  |  | 2000-01-02 | 3:11 | 0 | 0 | 0.1 | 0 | 0 | 1631
|  |  | 2000-01-02 | 3:12 | 0 | 0 | 0.1 | 0 | 0 | 1632
|  |  | 2000-01-02 | 3:13 | 0 | 0 | 0.1 | 0 | 0 | 1633
|  |  | 2000-01-02 | 3:14 | 0 | 0 | 0.1 | 0 | 0 | 1634
|  |  | 2000-01-02 | 3:15 | 0 | 0 | 0.1 | 0 | 0 | 1635
|  |  | 2000-01-02 | 3:16 | 0 | 0 | 0.1 | 0 | 0 | 1636
|  |  | 2000-01-02 | 3:17 | 0 | 0 | 0.1 | 0 | 0 | 1637
|  |  | 2000-01-02 | 3:18 | 0 | 0 | 0.1 | 0 | 0 | 1638
|  |  | 2000-01-02 | 3:19 | 0 | 0 | 0.1 | 0 | 0 | 1639
|  |  | 2000-01-02 | 3:20 | 0 | 0 | 0.1 | 0 | 0 | 1640
|  |  | 2000-01-02 | 3:21 | 0 | 0 | 0.1 | 0 | 0 | 1641
|  |  | 2000-01-02 | 3:22 | 0 | 0 | 0.1 | 0 | 0 | 1642
|  |  | 2000-01-02 | 3:23 | 0 | 0 | 0.1 | 0 | 0 | 1643
|  |  | 2000-01-02 | 3:24 | 0 | 0 | 0.1 | 0 | 0 | 1644
|  |  | 2000-01-02 | 3:25 | 0 | 0 | 0.1 | 0 | 0 | 1645
|  |  | 2000-01-02 | 3:26 | 0 | 0 | 0.1 | 0 | 0 | 1646
|  |  | 2000-01-02 | 3:27 | 0 | 0 | 0.1 | 0 | 0 | 1647
|  |  | 2000-01-02 | 3:28 | 0 | 0 | 0.1 | 0 | 0 | 1648
|  |  | 2000-01-02 | 3:29 | 0 | 0 | 0.1 | 0 | 0 | 1649
|  |  | 2000-01-02 | 3:30 | 0 | 0 | 0.1 | 0 | 0 | 1650
|  |  | 2000-01-02 | 3:31 | 0 | 0 | 0.1 | 0 | 0 | 1651
|  |  | 2000-01-02 | 3:32 | 0 | 0 | 0.1 | 0 | 0 | 1652
|  |  | 2000-01-02 | 3:33 | 0 | 0 | 0.1 | 0 | 0 | 1653
|  |  | 2000-01-02 | 3:34 | 0 | 0 | 0.1 | 0 | 0 | 1654
|  |  | 2000-01-02 | 3:35 | 0 | 0 | 0.1 | 0 | 0 | 1655
|  |  | 2000-01-02 | 3:36 | 0 | 0 | 0.1 | 0 | 0 | 1656
|  |  | 2000-01-02 | 3:37 | 0 | 0 | 0.1 | 0 | 0 | 1657
|  |  | 2000-01-02 | 3:38 | 0 | 0 | 0.1 | 0 | 0 | 1658
|  |  | 2000-01-02 | 3:39 | 0 | 0 | 0.1 | 0 | 0 | 1659
|  |  | 2000-01-02 | 3:40 | 0 | 0 | 0.1 | 0 | 0 | 1660
|  |  | 2000-01-02 | 3:41 | 0 | 0 | 0.1 | 0 | 0 | 1661
|  |  | 2000-01-02 | 3:42 | 0 | 0 | 0.1 | 0 | 0 | 1662
|  |  | 2000-01-02 | 3:43 | 0 | 0 | 0.1 | 0 | 0 | 1663
|  |  | 2000-01-02 | 3:44 | 0 | 0 | 0.1 | 0 | 0 | 1664
|  |  | 2000-01-02 | 3:45 | 0 | 0 | 0.1 | 0 | 0 | 1665
|  |  | 2000-01-02 | 3:46 | 0 | 0 | 0.1 | 0 | 0 | 1666
|  |  | 2000-01-02 | 3:47 | 0 | 0 | 0.1 | 0 | 0 | 1667
|  |  | 2000-01-02 | 3:48 | 0 | 0 | 0.1 | 0 | 0 | 1668
|  |  | 2000-01-02 | 3:49 | 0 | 0 | 0.1 | 0 | 0 | 1669
|  |  | 2000-01-02 | 3:50 | 0 | 0 | 0.1 | 0 | 0 | 1670
|  |  | 2000-01-02 | 3:51 | 0 | 0 | 0.1 | 0 | 0 | 1671
|  |  | 2000-01-02 | 3:52 | 0 | 0 | 0 | 0 | 0 | 1672
|  |  | 2000-01-02 | 3:53 | 0 | 0 | 0 | 0 | 0 | 1673
|  |  | 2000-01-02 | 3:54 | 0 | 0 | 0 | 0 | 0 | 1674
|  |  | 2000-01-02 | 3:55 | 0 | 0 | 0 | 0 | 0 | 1675
|  |  | 2000-01-02 | 3:56 | 0 | 0 | 0 | 0 | 0 | 1676
|  |  | 2000-01-02 | 3:57 | 0 | 0 | 0 | 0 | 0 | 1677
|  |  | 2000-01-02 | 3:58 | 0 | 0 | 0 | 0 | 0 | 1678
|  |  | 2000-01-02 | 3:59 | 0 | 0 | 0 | 0 | 0 | 1679
|  |  | 2000-01-02 | 4:00 | 0 | 0 | 0 | 0 | 0 | 1680
|  |  | 2000-01-02 | 4:01 | 0 | 0 | 0 | 0 | 0 | 1681
|  |  | 2000-01-02 | 4:02 | 0 | 0 | 0 | 0 | 0 | 1682
|  |  | 2000-01-02 | 4:03 | 0 | 0 | 0 | 0 | 0 | 1683
|  |  | 2000-01-02 | 4:04 | 0 | 0 | 0 | 0 | 0 | 1684
|  |  | 2000-01-02 | 4:05 | 0 | 0 | 0 | 0 | 0 | 1685
|  |  | 2000-01-02 | 4:06 | 0 | 0 | 0 | 0 | 0 | 1686
|  |  | 2000-01-02 | 4:07 | 0 | 0 | 0 | 0 | 0 | 1687
|  |  | 2000-01-02 | 4:08 | 0 | 0 | 0 | 0 | 0 | 1688
|  |  | 2000-01-02 | 4:09 | 0 | 0 | 0 | 0 | 0 | 1689
|  |  | 2000-01-02 | 4:10 | 0 | 0 | 0 | 0 | 0 | 1690
|  |  | 2000-01-02 | 4:11 | 0 | 0 | 0 | 0 | 0 | 1691
|  |  | 2000-01-02 | 4:12 | 0 | 0 | 0 | 0 | 0 | 1692
|  |  | 2000-01-02 | 4:13 | 0 | 0 | 0 | 0 | 0 | 1693
|  |  | 2000-01-02 | 4:14 | 0 | 0 | 0 | 0 | 0 | 1694
|  |  | 2000-01-02 | 4:15 | 0 | 0 | 0 | 0 | 0 | 1695
|  |  | 2000-01-02 | 4:16 | 0 | 0 | 0 | 0 | 0 | 1696
|  |  | 2000-01-02 | 4:17 | 0 | 0 | 0 | 0 | 0 | 1697
|  |  | 2000-01-02 | 4:18 | 0 | 0 | 0 | 0 | 0 | 1698
|  |  | 2000-01-02 | 4:19 | 0 | 0 | 0 | 0 | 0 | 1699
|  |  | 2000-01-02 | 4:20 | 0 | 0 | 0 | 0 | 0 | 1700
|  |  | 2000-01-02 | 4:21 | 0 | 0 | 0 | 0 | 0 | 1701
|  |  | 2000-01-02 | 4:22 | 0 | 0 | 0 | 0 | 0 | 1702
|  |  | 2000-01-02 | 4:23 | 0 | 0 | 0 | 0 | 0 | 1703
|  |  | 2000-01-02 | 4:24 | 0 | 0 | 0 | 0 | 0 | 1704
|  |  | 2000-01-02 | 4:25 | 0 | 0 | 0 | 0 | 0 | 1705
|  |  | 2000-01-02 | 4:26 | 0 | 0 | 0 | 0 | 0 | 1706
|  |  | 2000-01-02 | 4:27 | 0 | 0 | 0 | 0 | 0 | 1707
|  |  | 2000-01-02 | 4:28 | 0 | 0 | 0 | 0 | 0 | 1708
|  |  | 2000-01-02 | 4:29 | 0 | 0 | 0 | 0 | 0 | 1709
|  |  | 2000-01-02 | 4:30 | 0 | 0 | 0 | 0 | 0 | 1710
|  |  | 2000-01-02 | 4:31 | 0 | 0 | 0 | 0 | 0 | 1711
|  |  | 2000-01-02 | 4:32 | 0 | 0 | 0 | 0 | 0 | 1712
|  |  | 2000-01-02 | 4:33 | 0 | 0 | 0 | 0 | 0 | 1713
|  |  | 2000-01-02 | 4:34 | 0 | 0 | 0 | 0 | 0 | 1714
|  |  | 2000-01-02 | 4:35 | 0 | 0 | 0 | 0 | 0 | 1715
|  |  | 2000-01-02 | 4:36 | 0 | 0 | 0 | 0 | 0 | 1716
|  |  | 2000-01-02 | 4:37 | 0 | 0 | 0 | 0 | 0 | 1717
|  |  | 2000-01-02 | 4:38 | 0 | 0 | 0 | 0 | 0 | 1718
|  |  | 2000-01-02 | 4:39 | 0 | 0 | 0 | 0 | 0 | 1719
|  |  | 2000-01-02 | 4:40 | 0 | 0 | 0 | 0 | 0 | 1720
|  |  | 2000-01-02 | 4:41 | 0 | 0 | 0 | 0 | 0 | 1721
|  |  | 2000-01-02 | 4:42 | 0 | 0 | 0 | 0 | 0 | 1722
|  |  | 2000-01-02 | 4:43 | 0 | 0 | 0 | 0 | 0 | 1723
|  |  | 2000-01-02 | 4:44 | 0 | 0 | 0 | 0 | 0 | 1724
|  |  | 2000-01-02 | 4:45 | 0 | 0 | 0 | 0 | 0 | 1725
|  |  | 2000-01-02 | 4:46 | 0 | 0 | 0 | 0 | 0 | 1726
|  |  | 2000-01-02 | 4:47 | 0 | 0 | 0 | 0 | 0 | 1727
|  |  | 2000-01-02 | 4:48 | 0 | 0 | 0 | 0 | 0 | 1728
|  |  | 2000-01-02 | 4:49 | 0 | 0 | 0 | 0 | 0 | 1729
|  |  | 2000-01-02 | 4:50 | 0 | 0 | 0 | 0 | 0 | 1730
|  |  | 2000-01-02 | 4:51 | 0 | 0 | 0 | 0 | 0 | 1731
|  |  | 2000-01-02 | 4:52 | 0 | 0 | 0 | 0 | 0 | 1732
|  |  | 2000-01-02 | 4:53 | 0 | 0 | 0 | 0 | 0 | 1733
|  |  | 2000-01-02 | 4:54 | 0 | 0 | 0 | 0 | 0 | 1734
|  |  | 2000-01-02 | 4:55 | 0 | 0 | 0 | 0 | 0 | 1735
|  |  | 2000-01-02 | 4:56 | 0 | 0 | 0 | 0 | 0 | 1736
|  |  | 2000-01-02 | 4:57 | 0 | 0 | 0 | 0 | 0 | 1737
|  |  | 2000-01-02 | 4:58 | 0 | 0 | 0 | 0 | 0 | 1738
|  |  | 2000-01-02 | 4:59 | 0 | 0 | 0 | 0 | 0 | 1739
|  |  | 2000-01-02 | 5:00 | 0 | 0 | 0 | 0 | 0 | 1740
|  |  | 2000-01-02 | 5:01 | 0 | 0 | 0 | 0 | 0 | 1741
|  |  | 2000-01-02 | 5:02 | 0 | 0 | 0 | 0 | 0 | 1742
|  |  | 2000-01-02 | 5:03 | 0 | 0 | 0 | 0 | 0 | 1743
|  |  | 2000-01-02 | 5:04 | 0 | 0 | 0 | 0 | 0 | 1744
|  |  | 2000-01-02 | 5:05 | 0 | 0 | 0 | 0 | 0 | 1745
|  |  | 2000-01-02 | 5:06 | 0 | 0 | 0 | 0 | 0 | 1746
|  |  | 2000-01-02 | 5:07 | 0 | 0 | 0 | 0 | 0 | 1747
|  |  | 2000-01-02 | 5:08 | 0 | 0 | 0 | 0 | 0 | 1748
|  |  | 2000-01-02 | 5:09 | 0 | 0 | 0 | 0 | 0 | 1749
|  |  | 2000-01-02 | 5:10 | 0 | 0 | 0 | 0 | 0 | 1750
|  |  | 2000-01-02 | 5:11 | 0 | 0 | 0 | 0 | 0 | 1751
|  |  | 2000-01-02 | 5:12 | 0 | 0 | 0 | 0 | 0 | 1752
|  |  | 2000-01-02 | 5:13 | 0 | 0 | 0 | 0 | 0 | 1753
|  |  | 2000-01-02 | 5:14 | 0 | 0 | 0 | 0 | 0 | 1754
|  |  | 2000-01-02 | 5:15 | 0 | 0 | 0 | 0 | 0 | 1755
|  |  | 2000-01-02 | 5:16 | 0 | 0 | 0 | 0 | 0 | 1756
|  |  | 2000-01-02 | 5:17 | 0 | 0 | 0 | 0 | 0 | 1757
|  |  | 2000-01-02 | 5:18 | 0 | 0 | 0 | 0 | 0 | 1758
|  |  | 2000-01-02 | 5:19 | 0 | 0 | 0 | 0 | 0 | 1759
|  |  | 2000-01-02 | 5:20 | 0 | 0 | 0 | 0 | 0 | 1760
|  |  | 2000-01-02 | 5:21 | 0 | 0 | 0 | 0 | 0 | 1761
|  |  | 2000-01-02 | 5:22 | 0 | 0 | 0 | 0 | 0 | 1762
|  |  | 2000-01-02 | 5:23 | 0 | 0 | 0 | 0 | 0 | 1763
|  |  | 2000-01-02 | 5:24 | 0 | 0 | 0 | 0 | 0 | 1764
|  |  | 2000-01-02 | 5:25 | 0 | 0 | 0 | 0 | 0 | 1765
|  |  | 2000-01-02 | 5:26 | 0 | 0 | 0 | 0 | 0 | 1766
|  |  | 2000-01-02 | 5:27 | 0 | 0 | 0 | 0 | 0 | 1767
|  |  | 2000-01-02 | 5:28 | 0 | 0 | 0 | 0 | 0 | 1768
|  |  | 2000-01-02 | 5:29 | 0 | 0 | 0 | 0 | 0 | 1769
|  |  | 2000-01-02 | 5:30 | 0 | 0 | 0 | 0 | 0 | 1770
|  |  | 2000-01-02 | 5:31 | 0 | 0 | 0 | 0 | 0 | 1771
|  |  | 2000-01-02 | 5:32 | 0 | 0 | 0 | 0 | 0 | 1772
|  |  | 2000-01-02 | 5:33 | 0 | 0 | 0 | 0 | 0 | 1773
|  |  | 2000-01-02 | 5:34 | 0 | 0 | 0 | 0 | 0 | 1774
|  |  | 2000-01-02 | 5:35 | 0 | 0 | 0 | 0 | 0 | 1775
|  |  | 2000-01-02 | 5:36 | 0 | 0 | 0 | 0 | 0 | 1776
|  |  | 2000-01-02 | 5:37 | 0 | 0 | 0 | 0 | 0 | 1777
|  |  | 2000-01-02 | 5:38 | 0 | 0 | 0 | 0 | 0 | 1778
|  |  | 2000-01-02 | 5:39 | 0 | 0 | 0 | 0 | 0 | 1779
|  |  | 2000-01-02 | 5:40 | 0 | 0 | 0 | 0 | 0 | 1780
|  |  | 2000-01-02 | 5:41 | 0 | 0 | 0 | 0 | 0 | 1781
|  |  | 2000-01-02 | 5:42 | 0 | 0 | 0 | 0 | 0 | 1782
|  |  | 2000-01-02 | 5:43 | 0 | 0 | 0 | 0 | 0 | 1783
|  |  | 2000-01-02 | 5:44 | 0 | 0 | 0 | 0 | 0 | 1784
|  |  | 2000-01-02 | 5:45 | 0 | 0 | 0 | 0 | 0 | 1785
|  |  | 2000-01-02 | 5:46 | 0 | 0 | 0 | 0 | 0 | 1786
|  |  | 2000-01-02 | 5:47 | 0 | 0 | 0 | 0 | 0 | 1787
|  |  | 2000-01-02 | 5:48 | 0 | 0 | 0 | 0 | 0 | 1788
|  |  | 2000-01-02 | 5:49 | 0 | 0 | 0 | 0 | 0 | 1789
|  |  | 2000-01-02 | 5:50 | 0 | 0 | 0 | 0 | 0 | 1790
|  |  | 2000-01-02 | 5:51 | 0 | 0 | 0 | 0 | 0 | 1791
|  |  | 2000-01-02 | 5:52 | 0 | 0 | 0 | 0 | 0 | 1792
|  |  | 2000-01-02 | 5:53 | 0 | 0 | 0 | 0 | 0 | 1793
|  |  | 2000-01-02 | 5:54 | 0 | 0 | 0 | 0 | 0 | 1794
|  |  | 2000-01-02 | 5:55 | 0 | 0 | 0 | 0 | 0 | 1795
|  |  | 2000-01-02 | 5:56 | 0 | 0 | 0 | 0 | 0 | 1796
|  |  | 2000-01-02 | 5:57 | 0 | 0 | 0 | 0 | 0 | 1797
|  |  | 2000-01-02 | 5:58 | 0 | 0 | 0 | 0 | 0 | 1798
|  |  | 2000-01-02 | 5:59 | 0 | 0 | 0 | 0 | 0 | 1799
|  |  | 2000-01-02 | 6:00 | 0 | 0 | 0 | 0 | 0 | 1800
|  |  | 2000-01-02 | 6:01 | 0 | 0 | 0 | 0 | 0 | 1801
|  |  | 2000-01-02 | 6:02 | 0 | 0 | 0 | 0 | 0 | 1802
|  |  | 2000-01-02 | 6:03 | 0 | 0 | 0 | 0 | 0 | 1803
|  |  | 2000-01-02 | 6:04 | 0 | 0 | 0 | 0 | 0 | 1804
|  |  | 2000-01-02 | 6:05 | 0 | 0 | 0 | 0 | 0 | 1805
|  |  | 2000-01-02 | 6:06 | 0 | 0 | 0 | 0 | 0 | 1806
|  |  | 2000-01-02 | 6:07 | 0 | 0 | 0 | 0 | 0 | 1807
|  |  | 2000-01-02 | 6:08 | 0 | 0 | 0 | 0 | 0 | 1808
|  |  | 2000-01-02 | 6:09 | 0 | 0 | 0 | 0 | 0 | 1809
|  |  | 2000-01-02 | 6:10 | 0 | 0 | 0 | 0 | 0 | 1810
|  |  | 2000-01-02 | 6:11 | 0 | 0 | 0 | 0 | 0 | 1811
|  |  | 2000-01-02 | 6:12 | 0 | 0 | 0 | 0 | 0 | 1812
|  |  | 2000-01-02 | 6:13 | 0 | 0 | 0 | 0 | 0 | 1813
|  |  | 2000-01-02 | 6:14 | 0 | 0 | 0 | 0 | 0 | 1814
|  |  | 2000-01-02 | 6:15 | 0 | 0 | 0 | 0 | 0 | 1815
|  |  | 2000-01-02 | 6:16 | 0 | 0 | 0 | 0 | 0 | 1816
|  |  | 2000-01-02 | 6:17 | 0 | 0 | 0 | 0 | 0 | 1817
|  |  | 2000-01-02 | 6:18 | 0 | 0 | 0 | 0 | 0 | 1818
|  |  | 2000-01-02 | 6:19 | 0 | 0 | 0 | 0 | 0 | 1819
|  |  | 2000-01-02 | 6:20 | 0 | 0 | 0 | 0 | 0 | 1820
|  |  | 2000-01-02 | 6:21 | 0 | 0 | 0 | 0 | 0 | 1821
|  |  | 2000-01-02 | 6:22 | 0 | 0 | 0 | 0 | 0 | 1822
|  |  | 2000-01-02 | 6:23 | 0 | 0 | 0 | 0 | 0 | 1823
|  |  | 2000-01-02 | 6:24 | 0 | 0 | 0 | 0 | 0 | 1824
|  |  | 2000-01-02 | 6:25 | 0 | 0 | 0 | 0 | 0 | 1825
|  |  | 2000-01-02 | 6:26 | 0 | 0 | 0 | 0 | 0 | 1826
|  |  | 2000-01-02 | 6:27 | 0 | 0 | 0 | 0 | 0 | 1827
|  |  | 2000-01-02 | 6:28 | 0 | 0 | 0 | 0 | 0 | 1828
|  |  | 2000-01-02 | 6:29 | 0 | 0 | 0 | 0 | 0 | 1829
|  |  | 2000-01-02 | 6:30 | 0 | 0 | 0 | 0 | 0 | 1830
|  |  | 2000-01-02 | 6:31 | 0 | 0 | 0 | 0 | 0 | 1831
|  |  | 2000-01-02 | 6:32 | 0 | 0 | 0 | 0 | 0 | 1832
|  |  | 2000-01-02 | 6:33 | 0 | 0 | 0 | 0 | 0 | 1833
|  |  | 2000-01-02 | 6:34 | 0 | 0 | 0 | 0 | 0 | 1834
|  |  | 2000-01-02 | 6:35 | 0 | 0 | 0 | 0 | 0 | 1835
|  |  | 2000-01-02 | 6:36 | 0 | 0 | 0 | 0 | 0 | 1836
|  |  | 2000-01-02 | 6:37 | 0 | 0 | 0 | 0 | 0 | 1837
|  |  | 2000-01-02 | 6:38 | 0 | 0 | 0 | 0 | 0 | 1838
|  |  | 2000-01-02 | 6:39 | 0 | 0 | 0 | 0 | 0 | 1839
|  |  | 2000-01-02 | 6:40 | 0 | 0 | 0 | 0 | 0 | 1840
|  |  | 2000-01-02 | 6:41 | 0 | 0 | 0 | 0 | 0 | 1841
|  |  | 2000-01-02 | 6:42 | 0 | 0 | 0 | 0 | 0 | 1842
|  |  | 2000-01-02 | 6:43 | 0 | 0 | 0 | 0 | 0 | 1843
|  |  | 2000-01-02 | 6:44 | 0 | 0 | 0 | 0 | 0 | 1844
|  |  | 2000-01-02 | 6:45 | 0 | 0 | 0 | 0 | 0 | 1845

## VCRatChk (hidden)
DEVELOPED CONDITION INPUT DATA |  | Name | 4B_PRE-ADJ | 10E_POST-FAT
Watershed Area ac = | 3 | Peak(cfs) | 14.27 | 14.27 | 5 | 5 | 5 | 5 | 5 | ¦---------- SUBAREA DATA AND RESULTS --------¦-- ACCUMULATED DATA --¦------------ ROUTING AFTER ACCUMULATION ---------------------------------¦
Time of Concentration Tc min = | 8 | Time of Peak(min) | 1154 | 1154 | 15 | 10 | 10 | 10 | 10 | ¦ NODE SOIL RAIN TC % AREA FLOW ¦ AREA FLOW TIME ¦ CHANNEL LENGTH SLOPE SIZE H:V N VALUES VEL DEPTH ¦
% Imperviousness = | 50 | Volume(cf) | 51027 | 108984 | 50 | 23 | 23 | 23 | 23 | ¦ ID TYPE ZONE (MIN) IMP (AC) (CFS) ¦ (AC) (CFS) (MIN)¦ TYPE (FT) (FT/FT) (FT) (Z) CHNL SIDES (FT/S) (FT) ¦
Land Use Description = | 1/5 ac Res | Volume(af) | 1.17 | 2.5 | 1/5 ac Res | 1/5 ac Res | 1/5 ac Res | 1/5 ac Res | 1/5 ac Res | ¦--------------------------------------------¦----------------------¦-------------------------------------------------------------------------¦
Storm Frequency = | 50 | Time(min) | Flow(cfs) | Flow(cfs) | J100 | Jp10 | K10 | K100 | K100 | 1A --- --- -- -- --- --- 0 0 ---- ------- ---- ------- --- ---- ----- ----- -- --
District Soil Number = | 4Rev | 0 | 0 | 0 | 3 | 5 | 4 | 4 | 4 | 2A 040 K10 10 23 5 9 5 9 1154 ------- ---- ------- --- ---- ----- ----- -- --
NRCS Curve Number Yield in = | 5.92 | 100 | 0.29 | 0.32 | 4 | 4 | 4 | 4 | 6 | ********************************************************************************************
#REF! | #REF! | 200 | 0.32 | 0.38 | 1.6667 | 1.6667 | 1.6667 | 1.6667 | 2.5 | * INCOMING HYDROGRAPH PEAK (cfs): 9.50 VOLUME (acre-ft): 0.59 *
FLOW THROUGH BASIN RESULTS |  | 300 | 0.37 | 0.44 | [5 empty] | * NO HYDROGRAPH ADJUSTMENT *
Basin Inflow Peak cfs = | 6.05 | 400 | 0.37 | 0.46 | 7.4019 | 5.5244 | 9.5728 | 14.3892 | 14.3892 | * RUNOFF FACTOR(in): 4.00 *
#REF! | #REF! | 500 | 0.39 | 0.5 | 1.4617 | 0.45279 | 0.6263 | 1.2143 | 1.2143 | * FATTENED HYDROGRAPH PEAK (cfs): 9.50 VOLUME (acre-ft): 1.67 *
Max Storage af | 0.47484 | 600 | 0.41 | 0.56 | [5 empty] | ********************************************************************************************
|  | 700 | 0.43 | 0.64 | [5 empty] | 2A --- --- -- -- --- --- 5 9 ---- ------- ---- ------- --- ---- ----- ----- -- --
|  | 800 | 0.45 | 0.76 | [5 empty] | 3A --- --- -- -- --- --- 5 9 1154 ------- ---- ------- --- ---- ----- ----- -- --
|  | 900 | 0.49 | 1 | [5 empty] | 4B 040 K100 10 23 5 14 5 14 1154 ------- ---- ------- --- ---- ----- ----- -- --
|  | 1000 | 0.57 | 1.53 | [5 empty] | ********************************************************************************************
|  | 1050 | 0.67 | 2.12 | [5 empty] | * INCOMING HYDROGRAPH PEAK (cfs): 14.27 VOLUME (acre-ft): 1.17 *
|  | 1100 | 0.7 | 3.14 | [5 empty] | * NO HYDROGRAPH ADJUSTMENT *
|  | 1110 | 1.68 | 4.23 | [5 empty] | * RUNOFF FACTOR(in): 4.00 *
|  | 1120 | 1.34 | 4.33 | [5 empty] | * FATTENED HYDROGRAPH PEAK (cfs): 14.27 VOLUME (acre-ft): 1.67 *
|  | 1130 | 2.58 | 5.67 | [5 empty] | ********************************************************************************************
|  | 1131 | 2.58 | 5.71 | [5 empty] | 4B --- --- -- -- --- --- 5 14 ---- ------- ---- ------- --- ---- ----- ----- -- --
|  | 1132 | 2.58 | 5.75 | [5 empty] | 5B --- --- -- -- --- --- 5 14 1154 ------- ---- ------- --- ---- ----- ----- -- --
|  | 1133 | 2.66 | 5.86 | [5 empty] | 6C 050 J'10 10 23 5 5 5 5 1154 ------- ---- ------- --- ---- ----- ----- -- --
|  | 1134 | 2.78 | 5.99 | [5 empty] | ********************************************************************************************
|  | 1135 | 2.87 | 6.1 | [5 empty] | * INCOMING HYDROGRAPH PEAK (cfs): 5.49 VOLUME (acre-ft): 0.44 *
|  | 1136 | 2.81 | 6.11 | [5 empty] | * NO HYDROGRAPH ADJUSTMENT *
|  | 1137 | 2.96 | 6.26 | [5 empty] | * RUNOFF FACTOR(in): 4.00 *
|  | 1138 | 3.08 | 6.39 | [5 empty] | * FATTENED HYDROGRAPH PEAK (cfs): 5.49 VOLUME (acre-ft): 1.67 *
|  | 1139 | 3.19 | 6.52 | [5 empty] | ********************************************************************************************
|  | 1140 | 3.34 | 6.67 | [5 empty] | 6C --- --- -- -- --- --- 5 5 ---- ------- ---- ------- --- ---- ----- ----- -- --
|  | 1141 | 3.61 | 6.9 | [5 empty] | 7C --- --- -- -- --- --- 5 5 1154 ------- ---- ------- --- ---- ----- ----- -- --
|  | 1142 | 3.84 | 7.11 | [5 empty] | 8D 030 J100 15 50 5 7 5 7 1155 ------- ---- ------- --- ---- ----- ----- -- --
|  | 1143 | 3.99 | 7.26 | [5 empty] | ********************************************************************************************
|  | 1144 | 4.14 | 7.41 | [5 empty] | * INCOMING HYDROGRAPH PEAK (cfs): 7.35 VOLUME (acre-ft): 1.40 *
|  | 1145 | 4.55 | 7.74 | [5 empty] | * NO HYDROGRAPH ADJUSTMENT *
|  | 1146 | 5.09 | 8.15 | [5 empty] | * RUNOFF FACTOR(in): 5.00 *
|  | 1147 | 5.41 | 8.41 | [5 empty] | * FATTENED HYDROGRAPH PEAK (cfs): 7.35 VOLUME (acre-ft): 2.08 *
|  | 1148 | 5.76 | 8.69 | [5 empty] | ********************************************************************************************
|  | 1149 | 7.48 | 9.85 | [5 empty] | 10E 040 K100 10 23 5 14 5 14 1154 ------- ---- ------- --- ---- ----- ----- -- --
|  | 1150 | 9.16 | 10.97 | [5 empty] | ********************************************************************************************
|  | 1151 | 8.92 | 10.85 | [5 empty] | * INCOMING HYDROGRAPH PEAK (cfs): 14.27 VOLUME (acre-ft): 1.17 *
|  | 1152 | 12.41 | 13.09 | [5 empty] | * NO HYDROGRAPH ADJUSTMENT *
|  | 1153 | 14.06 | 14.14 | [5 empty] | * RUNOFF FACTOR(in): 6.00 *
|  | 1154 | 14.27 | 14.27 | [5 empty] | * FATTENED HYDROGRAPH PEAK (cfs): 14.27 VOLUME (acre-ft): 2.50 *
|  | 1155 | 14.03 | 14.12 | [5 empty] | ********************************************************************************************
|  | 1156 | 13.7 | 13.91
|  | 1157 | 13.29 | 13.65
|  | 1158 | 12.82 | 13.34
|  | 1159 | 10.93 | 12.1
|  | 1160 | 9.11 | 10.89
|  | 1161 | 9 | 10.79
|  | 1162 | 5.25 | 8.28
|  | 1163 | 3.17 | 6.83
|  | 1164 | 2.72 | 6.48
|  | 1165 | 2.25 | 6.11
|  | 1166 | 1.95 | 5.85
|  | 1167 | 1.68 | 5.61
|  | 1168 | 1.52 | 5.45
|  | 1169 | 1.55 | 5.41
|  | 1170 | 1.19 | 5.11
|  | 1171 | 1.16 | 5.03
|  | 1172 | 1.1 | 4.94
|  | 1173 | 1.01 | 4.82
|  | 1174 | 0.76 | 4.59
|  | 1175 | 0.79 | 4.56
|  | 1176 | 0.73 | 4.47
|  | 1177 | 0.71 | 4.4
|  | 1178 | 0.69 | 4.34
|  | 1179 | 0.64 | 4.26
|  | 1180 | 0.67 | 4.23
|  | 1181 | 0.66 | 4.18
|  | 1182 | 0.65 | 4.13
|  | 1183 | 0.64 | 4.08
|  | 1184 | 0.64 | 4.03
|  | 1185 | 0.64 | 3.99
|  | 1186 | 0.63 | 3.94
|  | 1187 | 0.64 | 3.9
|  | 1188 | 0.64 | 3.87
|  | 1189 | 0.64 | 3.83
|  | 1190 | 0.64 | 3.79
|  | 1191 | 0.64 | 3.75
|  | 1192 | 0.63 | 3.7
|  | 1193 | 0.64 | 3.67
|  | 1194 | 0.64 | 3.64
|  | 1195 | 0.64 | 3.6
|  | 1196 | 0.64 | 3.57
|  | 1197 | 0.64 | 3.53
|  | 1198 | 0.64 | 3.5
|  | 1199 | 0.63 | 3.46
|  | 1200 | 0.64 | 3.43
|  | 1201 | 0.62 | 3.39
|  | 1202 | 0.62 | 3.36
|  | 1203 | 0.61 | 3.32
|  | 1204 | 0.6 | 3.28
|  | 1205 | 0.59 | 3.24
|  | 1206 | 0.58 | 3.21
|  | 1207 | 0.58 | 3.17
|  | 1208 | 0.56 | 3.13
|  | 1209 | 0.56 | 3.11
|  | 1210 | 0.55 | 3.07
|  | 1211 | 0.55 | 3.04
|  | 1212 | 0.55 | 3.01
|  | 1213 | 0.56 | 2.99
|  | 1214 | 0.55 | 2.96
|  | 1215 | 0.55 | 2.94
|  | 1216 | 0.56 | 2.92
|  | 1217 | 0.56 | 2.89
|  | 1218 | 0.56 | 2.87
|  | 1219 | 0.55 | 2.84
|  | 1220 | 0.56 | 2.82
|  | 1221 | 0.56 | 2.8
|  | 1222 | 0.56 | 2.77
|  | 1223 | 0.55 | 2.75
|  | 1224 | 0.56 | 2.73
|  | 1225 | 0.56 | 2.71
|  | 1226 | 0.56 | 2.69
|  | 1227 | 0.55 | 2.66
|  | 1228 | 0.56 | 2.65
|  | 1229 | 0.56 | 2.63
|  | 1230 | 0.56 | 2.6
|  | 1231 | 0.55 | 2.58
|  | 1232 | 0.56 | 2.57
|  | 1233 | 0.56 | 2.55
|  | 1234 | 0.55 | 2.52
|  | 1235 | 0.55 | 2.5
|  | 1236 | 0.55 | 2.48
|  | 1237 | 0.55 | 2.47
|  | 1238 | 0.55 | 2.45
|  | 1239 | 0.54 | 2.42
|  | 1240 | 0.54 | 2.41
|  | 1241 | 0.55 | 2.4
|  | 1242 | 0.54 | 2.37
|  | 1243 | 0.54 | 2.36
|  | 1244 | 0.55 | 2.35
|  | 1245 | 0.54 | 2.32
|  | 1246 | 0.54 | 2.31
|  | 1247 | 0.55 | 2.3
|  | 1248 | 0.54 | 2.28
|  | 1249 | 0.54 | 2.26
|  | 1250 | 0.55 | 2.25
|  | 1251 | 0.54 | 2.23
|  | 1252 | 0.54 | 2.22
|  | 1253 | 0.55 | 2.21
|  | 1254 | 0.54 | 2.19
|  | 1255 | 0.54 | 2.17
|  | 1256 | 0.55 | 2.17
|  | 1257 | 0.54 | 2.15
|  | 1258 | 0.54 | 2.13
|  | 1259 | 0.55 | 2.12
|  | 1260 | 0.54 | 2.11
|  | 1261 | 0.54 | 2.09
|  | 1262 | 0.54 | 2.07
|  | 1263 | 0.52 | 2.05
|  | 1264 | 0.52 | 2.04
|  | 1265 | 0.52 | 2.02
|  | 1266 | 0.51 | 2
|  | 1267 | 0.5 | 1.98
|  | 1268 | 0.5 | 1.97
|  | 1269 | 0.5 | 1.95
|  | 1270 | 0.49 | 1.94
|  | 1271 | 0.49 | 1.92
|  | 1272 | 0.49 | 1.91
|  | 1273 | 0.5 | 1.91
|  | 1274 | 0.49 | 1.89
|  | 1275 | 0.49 | 1.87
|  | 1276 | 0.49 | 1.87
|  | 1277 | 0.5 | 1.86
|  | 1278 | 0.49 | 1.85
|  | 1279 | 0.49 | 1.83
|  | 1280 | 0.49 | 1.83
|  | 1281 | 0.5 | 1.82
|  | 1282 | 0.49 | 1.81
|  | 1283 | 0.49 | 1.79
|  | 1284 | 0.49 | 1.79
|  | 1285 | 0.5 | 1.78
|  | 1286 | 0.49 | 1.77
|  | 1287 | 0.49 | 1.75
|  | 1288 | 0.49 | 1.75
|  | 1289 | 0.5 | 1.74
|  | 1290 | 0.49 | 1.73
|  | 1291 | 0.49 | 1.71
|  | 1292 | 0.49 | 1.71
|  | 1293 | 0.49 | 1.7
|  | 1294 | 0.49 | 1.69
|  | 1295 | 0.49 | 1.68
|  | 1296 | 0.49 | 1.68
|  | 1297 | 0.5 | 1.67
|  | 1298 | 0.49 | 1.66
|  | 1299 | 0.49 | 1.65
|  | 1300 | 0.49 | 1.64
|  | 1310 | 0.41 | 1.49
|  | 1320 | 0.41 | 1.42
|  | 1330 | 0.41 | 1.36
|  | 1340 | 0.41 | 1.3
|  | 1350 | 0.31 | 1.16
|  | 1360 | 0.3 | 1.1
|  | 1370 | 0.31 | 1.06
|  | 1380 | 0.31 | 1.03
|  | 1390 | 0.3 | 0.98
|  | 1400 | 0.31 | 0.96
|  | 1420 | 0.21 | 0.81
|  | 1440 | 0.21 | 0.75
|  | 1460 | 0 | 0.5
|  | 1500 | 0 | 0.43

## Excel (hidden)
Assign macros to button in Developer window- insert form control
Create drop down menus
Create array and name it in formula window
Then use Data -> Data Validation_> Settings
Allow List
Source is named array
If Solver not visible at end of Data Window then you need to add it through File->options
Addins
Manage Excel Addins
Go
The storage indication table works by interpolating a dynamic table.
The array used in the interpolation varies up to 20 rows.
The name BasinData is created with an offset function to select only the rows with data
Otherwise the Vlookup table crashes.
You can see the range for the BasinData function in the name manager under the edit option
wrt is the temporary password for protecting cells.
To make chart title refer to cell, click on title box, then equation bar, =$B$2
If having trouble with hydrograph calculations,
try copying formula for optimized hydrograph factor to another cell and replacing the factor with 1.001
Sometimes this helps to resolve the NaN errors when editing the formulas
V4 switches the names for CON1 and CON2 from
N Br Arr Conejo and Arroyo Conejo
to
Arroyo Conejo and N Br Arr Conejo
to be consistent with redline channel names.